## pvwatts_hourly-2
PVWatts: Hourly PV Performance Data
Requested Location: | Phoenix
Location: | PHOENIX SKY HARBOR INTL AP, AZ
Lat (deg N): | 33.45
Long (deg W): | 111.98
Elev (m): | 337
DC System Size (kW): | 10
Module Type: | Premium
Array Type: | Fixed (open rack)
Array Tilt (deg): | 33.45
Array Azimuth (deg): | 180
System Losses: | 14
Invert Efficiency: | 96
DC to AC Size Ratio: | 1.1
Average Cost of Electricity Purchased from Utility ($/kWh): | 0.12
Initial Cost | 3.3
Month | Day | Hour | Beam Irradiance (W/m^2) | Diffuse Irradiance (W/m^2) | Ambient Temperature (C) | Wind Speed (m/s) | Plane of Array Irradiance (W/m^2) | Cell Temperature (C) | DC Array Output (W) | AC System Output (W) | DC System Out (W), BK7 Optics | DC System Out (W), PMMA Optics | DC System Out (W), PVWatts
1 | 1 | 0 | 0 | 0 | 10 | 1.5 | 0 | 10 | 0 | 0 | 0 | 0 | 0
1 | 1 | 1 | 0 | 0 | 8.9 | 2.1 | 0 | 8.9 | 0 | 0 | 0 | 0 | 0
1 | 1 | 2 | 0 | 0 | 8.9 | 1.5 | 0 | 8.9 | 0 | 0 | 0 | 0 | 0
1 | 1 | 3 | 0 | 0 | 8.9 | 0 | 0 | 8.9 | 0 | 0 | 0 | 0 | 0
1 | 1 | 4 | 0 | 0 | 8.3 | 0 | 0 | 8.3 | 0 | 0 | 0 | 0 | 0
1 | 1 | 5 | 0 | 0 | 7.8 | 1.5 | 0 | 7.8 | 0 | 0 | 0 | 0 | 0
1 | 1 | 6 | 0 | 0 | 7.2 | 2.6 | 0 | 7.2 | 0 | 0 | 0 | 0 | 0
1 | 1 | 7 | 0 | 0 | 7.8 | 2.1 | 0 | 7.8 | 0 | 0 | 0 | 0 | 0
1 | 1 | 8 | 561 | 26 | 8.3 | 0 | 300.636 | 18.071 | 2524.367 | 2412.45 | 4123.9953 | 3482.7726 | 2784.8069
1 | 1 | 9 | 782 | 47 | 11.7 | 1.5 | 579.285 | 27.65 | 4874.44 | 4690.626 | 7048.7639 | 5977.6973 | 4717.7462
1 | 1 | 10 | 832 | 61 | 15 | 4.6 | 753.34 | 30.03 | 6343.601 | 6105.278 | 8879.5202 | 7658.3951 | 5857.5696
1 | 1 | 11 | 867 | 81 | 16.7 | 2.1 | 897.257 | 40.456 | 7291.919 | 7014.505 | 10252.9795 | 8919.601 | 6778.8723
1 | 1 | 12 | 909 | 81 | 16.7 | 0 | 956.453 | 53.634 | 7397.152 | 7115.211 | 11229.7015 | 9768.7453 | 7367.0983
1 | 1 | 13 | 904 | 74 | 17.8 | 2.1 | 915.932 | 42.54 | 7386.518 | 7105.036 | 11178.3929 | 9724.7391 | 7289.2304
1 | 1 | 14 | 702 | 167 | 17.8 | 2.1 | 785.489 | 39.225 | 6402.745 | 6162.074 | 8329.1305 | 7245.3753 | 6181.2749
1 | 1 | 15 | 221 | 151 | 18.3 | 0 | 322.089 | 34.971 | 2657.414 | 2541.929 | 2373.0069 | 2048.9247 | 2461.4213
1 | 1 | 16 | 439 | 111 | 18.9 | 2.6 | 348.762 | 26.857 | 2890.48 | 2768.601 | 3993.4312 | 3390.416 | 3228.1494
1 | 1 | 17 | 0 | 0 | 17.2 | 2.1 | 0 | 17.2 | 0 | 0 | 0 | 0 | 0
1 | 1 | 18 | 0 | 0 | 15 | 1.5 | 0 | 15 | 0 | 0 | 0 | 0 | 0
1 | 1 | 19 | 0 | 0 | 15 | 2.1 | 0 | 15 | 0 | 0 | 0 | 0 | 0
1 | 1 | 20 | 0 | 0 | 14.4 | 0 | 0 | 14.4 | 0 | 0 | 0 | 0 | 0
1 | 1 | 21 | 0 | 0 | 13.3 | 2.6 | 0 | 13.3 | 0 | 0 | 0 | 0 | 0
1 | 1 | 22 | 0 | 0 | 13.9 | 4.6 | 0 | 13.9 | 0 | 0 | 0 | 0 | 0
1 | 1 | 23 | 0 | 0 | 12.8 | 4.6 | 0 | 12.8 | 0 | 0 | 0 | 0 | 0
1 | 2 | 0 | 0 | 0 | 13.3 | 4.1 | 0 | 13.3 | 0 | 0 | 0 | 0 | 0
1 | 2 | 1 | 0 | 0 | 12.8 | 3.6 | 0 | 12.8 | 0 | 0 | 0 | 0 | 0
1 | 2 | 2 | 0 | 0 | 12.8 | 4.1 | 0 | 12.8 | 0 | 0 | 0 | 0 | 0
1 | 2 | 3 | 0 | 0 | 12.8 | 3.6 | 0 | 12.8 | 0 | 0 | 0 | 0 | 0
1 | 2 | 4 | 0 | 0 | 11.1 | 1.5 | 0 | 11.1 | 0 | 0 | 0 | 0 | 0
1 | 2 | 5 | 0 | 0 | 11.1 | 3.6 | 0 | 11.1 | 0 | 0 | 0 | 0 | 0
1 | 2 | 6 | 0 | 0 | 12.8 | 3.1 | 0 | 12.8 | 0 | 0 | 0 | 0 | 0
1 | 2 | 7 | 0 | 0 | 12.2 | 5.2 | 0 | 12.2 | 0 | 0 | 0 | 0 | 0
1 | 2 | 8 | 53 | 49 | 12.8 | 2.6 | 80.994 | 13.02 | 713.79 | 644.427 | 389.2928 | 328.7498 | 564.7936
1 | 2 | 9 | 480 | 113 | 15 | 6.2 | 464.59 | 21.969 | 3999.317 | 3844.476 | 4323.7858 | 3666.4804 | 3449.524
1 | 2 | 10 | 646 | 102 | 16.1 | 6.7 | 666.095 | 26.523 | 5681.253 | 5468.416 | 6892.9807 | 5944.8188 | 4910.7693
1 | 2 | 11 | 469 | 210 | 17.2 | 6.2 | 690.541 | 28.821 | 5855.247 | 5635.86 | 5547.383 | 4825.9366 | 4776.4932
1 | 2 | 12 | 48 | 265 | 17.2 | 7.2 | 331.726 | 22.123 | 2881.33 | 2759.705 | 593.2767 | 516.11 | 2130.1929
1 | 2 | 13 | 55 | 263 | 17.2 | 4.6 | 336.583 | 23.33 | 2911.085 | 2788.631 | 680.6417 | 592.1637 | 2169.9795
1 | 2 | 14 | 125 | 221 | 18.3 | 5.7 | 356.44 | 24.055 | 3072.528 | 2945.524 | 1484.9965 | 1291.7318 | 2378.0806
1 | 2 | 15 | 0 | 129 | 18.3 | 5.2 | 126.44 | 20.019 | 1106.341 | 1028.701 | 0 | 0 | 858.6082
1 | 2 | 16 | 379 | 116 | 17.8 | 5.2 | 337.248 | 23.189 | 2841.228 | 2720.715 | 3455.8717 | 2934.8421 | 2924.9384
1 | 2 | 17 | 61 | 0 | 16.7 | 3.6 | 19.109 | 16.348 | 146.032 | 87.713 | 454.2618 | 383.7949 | 287.6902
1 | 2 | 18 | 0 | 0 | 16.1 | 5.2 | 0 | 16.1 | 0 | 0 | 0 | 0 | 0
1 | 2 | 19 | 0 | 0 | 14.4 | 4.1 | 0 | 14.4 | 0 | 0 | 0 | 0 | 0
1 | 2 | 20 | 0 | 0 | 13.9 | 4.1 | 0 | 13.9 | 0 | 0 | 0 | 0 | 0
1 | 2 | 21 | 0 | 0 | 12.2 | 3.1 | 0 | 12.2 | 0 | 0 | 0 | 0 | 0
1 | 2 | 22 | 0 | 0 | 12.2 | 2.1 | 0 | 12.2 | 0 | 0 | 0 | 0 | 0
1 | 2 | 23 | 0 | 0 | 11.7 | 2.6 | 0 | 11.7 | 0 | 0 | 0 | 0 | 0
1 | 3 | 0 | 0 | 0 | 11.7 | 2.1 | 0 | 11.7 | 0 | 0 | 0 | 0 | 0
1 | 3 | 1 | 0 | 0 | 11.1 | 1.5 | 0 | 11.1 | 0 | 0 | 0 | 0 | 0
1 | 3 | 2 | 0 | 0 | 11.1 | 2.6 | 0 | 11.1 | 0 | 0 | 0 | 0 | 0
1 | 3 | 3 | 0 | 0 | 11.1 | 0 | 0 | 11.1 | 0 | 0 | 0 | 0 | 0
1 | 3 | 4 | 0 | 0 | 10 | 0 | 0 | 10 | 0 | 0 | 0 | 0 | 0
1 | 3 | 5 | 0 | 0 | 10 | 0 | 0 | 10 | 0 | 0 | 0 | 0 | 0
1 | 3 | 6 | 0 | 0 | 10 | 1.5 | 0 | 10 | 0 | 0 | 0 | 0 | 0
1 | 3 | 7 | 0 | 0 | 10.6 | 0 | 0 | 10.6 | 0 | 0 | 0 | 0 | 0
1 | 3 | 8 | 212 | 58 | 12.2 | 1.5 | 173.718 | 15.197 | 1497.441 | 1411.032 | 1556.0509 | 1314.0036 | 1363.4826
1 | 3 | 9 | 715 | 82 | 15 | 5.2 | 585.81 | 25.178 | 4977.745 | 4790.339 | 6437.014 | 5458.0647 | 4566.5562
1 | 3 | 10 | 565 | 159 | 16.1 | 4.6 | 660.871 | 29.275 | 5583.989 | 5374.769 | 6027.8868 | 5198.5962 | 4758.9258
1 | 3 | 11 | 12 | 188 | 17.2 | 4.6 | 191.465 | 20.957 | 1669.795 | 1579.355 | 141.9745 | 123.5097 | 1340.835
1 | 3 | 12 | 12 | 236 | 17.2 | 2.6 | 243.582 | 22.17 | 2115.501 | 2014.17 | 148.3995 | 129.1023 | 1666.1261
1 | 3 | 13 | 31 | 256 | 17.8 | 3.6 | 285.368 | 23.317 | 2468.378 | 2357.945 | 383.9578 | 334.0671 | 1942.9086
1 | 3 | 14 | 31 | 213 | 18.3 | 3.1 | 239.056 | 23.123 | 2068.654 | 1968.5 | 368.7659 | 320.7616 | 1645.722
1 | 3 | 15 | 33 | 152 | 18.3 | 0 | 187.513 | 25.867 | 1605.325 | 1516.405 | 355.6365 | 307.2668 | 1229.9878
1 | 3 | 16 | 430 | 120 | 18.3 | 2.1 | 367.317 | 26.88 | 3052.102 | 2925.679 | 3930.5145 | 3338.8465 | 3247.4107
1 | 3 | 17 | 73 | 0 | 17.2 | 3.1 | 22.9 | 17.05 | 174.659 | 115.809 | 545.0594 | 460.5251 | 345.083
1 | 3 | 18 | 0 | 0 | 17.2 | 3.1 | 0 | 17.2 | 0 | 0 | 0 | 0 | 0
1 | 3 | 19 | 0 | 0 | 15.6 | 2.1 | 0 | 15.6 | 0 | 0 | 0 | 0 | 0
1 | 3 | 20 | 0 | 0 | 13.9 | 2.1 | 0 | 13.9 | 0 | 0 | 0 | 0 | 0
1 | 3 | 21 | 0 | 0 | 14.4 | 2.1 | 0 | 14.4 | 0 | 0 | 0 | 0 | 0
1 | 3 | 22 | 0 | 0 | 11.7 | 2.1 | 0 | 11.7 | 0 | 0 | 0 | 0 | 0
1 | 3 | 23 | 0 | 0 | 12.2 | 1.5 | 0 | 12.2 | 0 | 0 | 0 | 0 | 0
1 | 4 | 0 | 0 | 0 | 11.1 | 1.5 | 0 | 11.1 | 0 | 0 | 0 | 0 | 0
1 | 4 | 1 | 0 | 0 | 10.6 | 1.5 | 0 | 10.6 | 0 | 0 | 0 | 0 | 0
1 | 4 | 2 | 0 | 0 | 10 | 0 | 0 | 10 | 0 | 0 | 0 | 0 | 0
1 | 4 | 3 | 0 | 0 | 8.9 | 1.5 | 0 | 8.9 | 0 | 0 | 0 | 0 | 0
1 | 4 | 4 | 0 | 0 | 7.8 | 3.1 | 0 | 7.8 | 0 | 0 | 0 | 0 | 0
1 | 4 | 5 | 0 | 0 | 7.8 | 2.6 | 0 | 7.8 | 0 | 0 | 0 | 0 | 0
1 | 4 | 6 | 0 | 0 | 7.2 | 2.6 | 0 | 7.2 | 0 | 0 | 0 | 0 | 0
1 | 4 | 7 | 0 | 0 | 7.2 | 0 | 0 | 7.2 | 0 | 0 | 0 | 0 | 0
1 | 4 | 8 | 560 | 26 | 8.9 | 0 | 297.882 | 18.548 | 2494.131 | 2383.017 | 4107.7682 | 3468.6789 | 2775.2487
1 | 4 | 9 | 776 | 48 | 11.1 | 2.1 | 574.545 | 25.523 | 4869.859 | 4686.204 | 6982.8791 | 5920.5582 | 4683.6918
1 | 4 | 10 | 867 | 54 | 12.2 | 1.5 | 771.032 | 34.413 | 6390.592 | 6150.405 | 9249.3586 | 7976.7911 | 6038.1756
1 | 4 | 11 | 872 | 81 | 13.9 | 1.5 | 901.919 | 40.197 | 7336.875 | 7057.531 | 10320.2046 | 8977.9245 | 6819.4913
1 | 4 | 12 | 884 | 90 | 16.1 | 2.1 | 955.396 | 41.735 | 7731.242 | 7434.679 | 10938.598 | 9516.5937 | 7250.3568
1 | 4 | 13 | 849 | 91 | 17.2 | 3.6 | 899.281 | 37.799 | 7381.08 | 7099.833 | 10524.8534 | 9157.8928 | 7005.6707
1 | 4 | 14 | 895 | 71 | 18.3 | 6.7 | 826.547 | 31.876 | 6916.997 | 6655.404 | 10661.1868 | 9273.0141 | 6958.0912
1 | 4 | 15 | 807 | 67 | 18.9 | 5.7 | 637.834 | 30.43 | 5324.131 | 5124.414 | 8713.5004 | 7530.8979 | 5792.2616
1 | 4 | 16 | 660 | 72 | 18.9 | 5.2 | 412.797 | 26.542 | 3399.824 | 3263.324 | 6048.0087 | 5138.9954 | 4251.9438
1 | 4 | 17 | 120 | 0 | 17.2 | 3.6 | 37.69 | 17.46 | 287.18 | 226.217 | 898.3933 | 759.0768 | 568.6015
1 | 4 | 18 | 0 | 0 | 16.1 | 0 | 0 | 16.1 | 0 | 0 | 0 | 0 | 0
1 | 4 | 19 | 0 | 0 | 15 | 1.5 | 0 | 15 | 0 | 0 | 0 | 0 | 0
1 | 4 | 20 | 0 | 0 | 14.4 | 2.6 | 0 | 14.4 | 0 | 0 | 0 | 0 | 0
1 | 4 | 21 | 0 | 0 | 12.2 | 4.6 | 0 | 12.2 | 0 | 0 | 0 | 0 | 0
1 | 4 | 22 | 0 | 0 | 11.1 | 0 | 0 | 11.1 | 0 | 0 | 0 | 0 | 0
1 | 4 | 23 | 0 | 0 | 9.4 | 2.6 | 0 | 9.4 | 0 | 0 | 0 | 0 | 0
1 | 5 | 0 | 0 | 0 | 10 | 1.5 | 0 | 10 | 0 | 0 | 0 | 0 | 0
1 | 5 | 1 | 0 | 0 | 9.4 | 0 | 0 | 9.4 | 0 | 0 | 0 | 0 | 0
1 | 5 | 2 | 0 | 0 | 8.3 | 0 | 0 | 8.3 | 0 | 0 | 0 | 0 | 0
1 | 5 | 3 | 0 | 0 | 7.2 | 2.1 | 0 | 7.2 | 0 | 0 | 0 | 0 | 0
1 | 5 | 4 | 0 | 0 | 7.8 | 2.6 | 0 | 7.8 | 0 | 0 | 0 | 0 | 0
1 | 5 | 5 | 0 | 0 | 6.7 | 0 | 0 | 6.7 | 0 | 0 | 0 | 0 | 0
1 | 5 | 6 | 0 | 0 | 6.7 | 0 | 0 | 6.7 | 0 | 0 | 0 | 0 | 0
1 | 5 | 7 | 0 | 0 | 6.1 | 0 | 0 | 6.1 | 0 | 0 | 0 | 0 | 0
1 | 5 | 8 | 516 | 30 | 10.6 | 4.6 | 286.272 | 15.024 | 2430.243 | 2320.814 | 3783.034 | 3194.3742 | 2595.2886
1 | 5 | 9 | 748 | 52 | 11.7 | 0 | 566.272 | 33.374 | 4668.635 | 4491.87 | 6728.3383 | 5704.463 | 4551.02
1 | 5 | 10 | 844 | 58 | 13.9 | 2.1 | 757.621 | 33.753 | 6294.572 | 6058.187 | 9004.1901 | 7765.3856 | 5914.2578
1 | 5 | 11 | 849 | 92 | 15.6 | 2.1 | 895.11 | 39.368 | 7303.947 | 7026.018 | 10051.9719 | 8744.4988 | 6729.5569
1 | 5 | 12 | 752 | 132 | 16.7 | 0 | 889.435 | 51.683 | 6931.618 | 6669.417 | 9311.2528 | 8101.1845 | 6541.6324
1 | 5 | 13 | 910 | 95 | 17.8 | 1.5 | 960.289 | 45.772 | 7651.643 | 7358.598 | 11291.6193 | 9825.7877 | 7498.5797
1 | 5 | 14 | 876 | 78 | 17.2 | 0 | 828.56 | 50.704 | 6466.37 | 6223.159 | 10449.5857 | 9088.6078 | 6875.7211
1 | 5 | 15 | 713 | 88 | 17.2 | 3.6 | 604.906 | 31.132 | 5040.903 | 4851.283 | 7713.6 | 6668.9524 | 5318.0353
1 | 5 | 16 | 627 | 72 | 17.2 | 3.6 | 398.694 | 26.073 | 3292.251 | 3158.913 | 5760.334 | 4895.8749 | 4071.4744
1 | 5 | 17 | 120 | 1 | 15.6 | 2.1 | 39.848 | 16.118 | 307.679 | 246.327 | 900.8427 | 761.1513 | 576.4712
1 | 5 | 18 | 0 | 0 | 14.4 | 2.1 | 0 | 14.4 | 0 | 0 | 0 | 0 | 0
1 | 5 | 19 | 0 | 0 | 12.8 | 2.1 | 0 | 12.8 | 0 | 0 | 0 | 0 | 0
1 | 5 | 20 | 0 | 0 | 12.2 | 0 | 0 | 12.2 | 0 | 0 | 0 | 0 | 0
1 | 5 | 21 | 0 | 0 | 12.2 | 0 | 0 | 12.2 | 0 | 0 | 0 | 0 | 0
1 | 5 | 22 | 0 | 0 | 10 | 0 | 0 | 10 | 0 | 0 | 0 | 0 | 0
1 | 5 | 23 | 0 | 0 | 9.4 | 3.1 | 0 | 9.4 | 0 | 0 | 0 | 0 | 0
1 | 6 | 0 | 0 | 0 | 8.3 | 1.5 | 0 | 8.3 | 0 | 0 | 0 | 0 | 0
1 | 6 | 1 | 0 | 0 | 7.8 | 3.1 | 0 | 7.8 | 0 | 0 | 0 | 0 | 0
1 | 6 | 2 | 0 | 0 | 7.2 | 1.5 | 0 | 7.2 | 0 | 0 | 0 | 0 | 0
1 | 6 | 3 | 0 | 0 | 7.8 | 1.5 | 0 | 7.8 | 0 | 0 | 0 | 0 | 0
1 | 6 | 4 | 0 | 0 | 6.1 | 0 | 0 | 6.1 | 0 | 0 | 0 | 0 | 0
1 | 6 | 5 | 0 | 0 | 5.6 | 3.1 | 0 | 5.6 | 0 | 0 | 0 | 0 | 0
1 | 6 | 6 | 0 | 0 | 5.6 | 2.1 | 0 | 5.6 | 0 | 0 | 0 | 0 | 0
1 | 6 | 7 | 0 | 0 | 6.1 | 2.1 | 0 | 6.1 | 0 | 0 | 0 | 0 | 0
1 | 6 | 8 | 48 | 56 | 6.7 | 2.1 | 80.822 | 6.819 | 727.992 | 658.339 | 351.7606 | 297.0176 | 586.3721
1 | 6 | 9 | 642 | 105 | 8.9 | 1.5 | 560.812 | 23.55 | 4795.173 | 4614.091 | 5773.1624 | 4894.4567 | 4303.466
1 | 6 | 10 | 605 | 139 | 12.2 | 2.6 | 673.398 | 28.839 | 5697.787 | 5484.331 | 6455.0714 | 5567.0785 | 4888.1151
1 | 6 | 11 | 843 | 111 | 14.4 | 1.5 | 912.116 | 40.599 | 7409.157 | 7126.697 | 9985.5391 | 8686.6123 | 6815.7666
1 | 6 | 12 | 722 | 141 | 15.6 | 1.5 | 872.515 | 41.505 | 7067.064 | 6799.197 | 8946.0346 | 7783.8358 | 6379.7718
1 | 6 | 13 | 842 | 90 | 16.7 | 0 | 893.652 | 51.692 | 6961.711 | 6698.257 | 10458.0983 | 9101.1826 | 6958.5808
1 | 6 | 14 | 744 | 101 | 18.3 | 0 | 754.411 | 49.173 | 5923.709 | 5701.717 | 8887.8839 | 7729.99 | 6079.118
1 | 6 | 15 | 745 | 82 | 18.3 | 2.1 | 620.717 | 35.127 | 5098.419 | 4906.771 | 8075.9468 | 6984.5971 | 5499.8064
1 | 6 | 16 | 567 | 94 | 18.9 | 2.6 | 398.86 | 28.907 | 3273.557 | 3140.764 | 5222.7362 | 4440.1213 | 3880.4738
1 | 6 | 17 | 115 | 1 | 17.2 | 2.1 | 38.311 | 17.703 | 294.406 | 233.306 | 865.6944 | 731.4463 | 554.0629
1 | 6 | 18 | 0 | 0 | 15.6 | 2.1 | 0 | 15.6 | 0 | 0 | 0 | 0 | 0
1 | 6 | 19 | 0 | 0 | 13.9 | 0 | 0 | 13.9 | 0 | 0 | 0 | 0 | 0
1 | 6 | 20 | 0 | 0 | 12.8 | 0 | 0 | 12.8 | 0 | 0 | 0 | 0 | 0
1 | 6 | 21 | 0 | 0 | 11.7 | 1.5 | 0 | 11.7 | 0 | 0 | 0 | 0 | 0
1 | 6 | 22 | 0 | 0 | 11.1 | 0 | 0 | 11.1 | 0 | 0 | 0 | 0 | 0
1 | 6 | 23 | 0 | 0 | 10 | 0 | 0 | 10 | 0 | 0 | 0 | 0 | 0
1 | 7 | 0 | 0 | 0 | 9.4 | 2.6 | 0 | 9.4 | 0 | 0 | 0 | 0 | 0
1 | 7 | 1 | 0 | 0 | 9.4 | 2.6 | 0 | 9.4 | 0 | 0 | 0 | 0 | 0
1 | 7 | 2 | 0 | 0 | 8.9 | 2.1 | 0 | 8.9 | 0 | 0 | 0 | 0 | 0
1 | 7 | 3 | 0 | 0 | 8.3 | 1.5 | 0 | 8.3 | 0 | 0 | 0 | 0 | 0
1 | 7 | 4 | 0 | 0 | 7.2 | 2.6 | 0 | 7.2 | 0 | 0 | 0 | 0 | 0
1 | 7 | 5 | 0 | 0 | 7.2 | 1.5 | 0 | 7.2 | 0 | 0 | 0 | 0 | 0
1 | 7 | 6 | 0 | 0 | 7.2 | 3.6 | 0 | 7.2 | 0 | 0 | 0 | 0 | 0
1 | 7 | 7 | 0 | 0 | 6.7 | 3.6 | 0 | 6.7 | 0 | 0 | 0 | 0 | 0
1 | 7 | 8 | 381 | 49 | 8.3 | 3.1 | 248.996 | 12.571 | 2146.044 | 2043.943 | 2791.1882 | 2356.7635 | 2089.2257
1 | 7 | 9 | 368 | 125 | 11.7 | 2.6 | 403.399 | 20.835 | 3489.415 | 3350.252 | 3308.5541 | 2804.902 | 2894.0707
1 | 7 | 10 | 518 | 151 | 13.9 | 2.1 | 612.858 | 29.576 | 5172.801 | 4978.512 | 5527.8037 | 4767.525 | 4398.6216
1 | 7 | 11 | 273 | 259 | 16.7 | 0 | 558.409 | 39.998 | 4548.048 | 4375.346 | 3235.454 | 2814.5479 | 3696.6228
1 | 7 | 12 | 740 | 178 | 18.3 | 0 | 930.376 | 52.598 | 7225.359 | 6950.789 | 9175.9269 | 7984.3197 | 6766.6597
1 | 7 | 13 | 445 | 225 | 20 | 0 | 690.267 | 49.018 | 5434.281 | 5230.563 | 5532.8019 | 4815.334 | 4866.0518
1 | 7 | 14 | 344 | 207 | 21.1 | 1.5 | 531.953 | 36.924 | 4376.576 | 4209.565 | 4115.5838 | 3579.2647 | 3884.2239
1 | 7 | 15 | 717 | 114 | 22.2 | 2.1 | 637.457 | 38.689 | 5172.032 | 4977.771 | 7788.3682 | 6738.1722 | 5535.8658
1 | 7 | 16 | 720 | 59 | 21.7 | 1.5 | 435.637 | 34.692 | 3484.086 | 3345.082 | 6649.7388 | 5654.7355 | 4538.5706
1 | 7 | 17 | 154 | 1 | 20 | 0 | 50.667 | 24.227 | 380.024 | 317.286 | 1162.523 | 982.2186 | 741.5849
1 | 7 | 18 | 0 | 0 | 18.9 | 0 | 0 | 18.9 | 0 | 0 | 0 | 0 | 0
1 | 7 | 19 | 0 | 0 | 17.2 | 0 | 0 | 17.2 | 0 | 0 | 0 | 0 | 0
1 | 7 | 20 | 0 | 0 | 16.7 | 1.5 | 0 | 16.7 | 0 | 0 | 0 | 0 | 0
1 | 7 | 21 | 0 | 0 | 14.4 | 0 | 0 | 14.4 | 0 | 0 | 0 | 0 | 0
1 | 7 | 22 | 0 | 0 | 15 | 0 | 0 | 15 | 0 | 0 | 0 | 0 | 0
1 | 7 | 23 | 0 | 0 | 13.3 | 2.1 | 0 | 13.3 | 0 | 0 | 0 | 0 | 0
1 | 8 | 0 | 0 | 0 | 12.8 | 2.6 | 0 | 12.8 | 0 | 0 | 0 | 0 | 0
1 | 8 | 1 | 0 | 0 | 11.7 | 1.5 | 0 | 11.7 | 0 | 0 | 0 | 0 | 0
1 | 8 | 2 | 0 | 0 | 12.2 | 0 | 0 | 12.2 | 0 | 0 | 0 | 0 | 0
1 | 8 | 3 | 0 | 0 | 10.6 | 0 | 0 | 10.6 | 0 | 0 | 0 | 0 | 0
1 | 8 | 4 | 0 | 0 | 10 | 0 | 0 | 10 | 0 | 0 | 0 | 0 | 0
1 | 8 | 5 | 0 | 0 | 9.4 | 0 | 0 | 9.4 | 0 | 0 | 0 | 0 | 0
1 | 8 | 6 | 0 | 0 | 8.9 | 0 | 0 | 8.9 | 0 | 0 | 0 | 0 | 0
1 | 8 | 7 | 0 | 0 | 8.9 | 2.6 | 0 | 8.9 | 0 | 0 | 0 | 0 | 0
1 | 8 | 8 | 613 | 23 | 12.2 | 2.1 | 314.392 | 18.763 | 2622.745 | 2508.197 | 4489.7849 | 3790.9374 | 2998.7807
1 | 8 | 9 | 821 | 41 | 15 | 3.1 | 591.731 | 28.173 | 4966.042 | 4779.044 | 7380.4764 | 6256.8764 | 4886.4826
1 | 8 | 10 | 873 | 53 | 18.9 | 2.1 | 773.572 | 39.045 | 6303.9 | 6067.147 | 9318.5397 | 8037.2676 | 6073.8323
1 | 8 | 11 | 914 | 71 | 21.7 | 0 | 919.041 | 56.464 | 7026.511 | 6760.346 | 10838.6527 | 9428.4952 | 7067.4794
1 | 8 | 12 | 914 | 84 | 23.3 | 1.5 | 969.118 | 51.25 | 7565.04 | 7275.799 | 11342.5453 | 9870.1916 | 7456.0912
1 | 8 | 13 | 811 | 116 | 26.1 | 0 | 904.26 | 61.009 | 6791.444 | 6535.043 | 10094.1202 | 8785.9367 | 6911.1454
1 | 8 | 14 | 912 | 73 | 27.2 | 0 | 848.408 | 60.124 | 6381.938 | 6142.095 | 10927.7702 | 9503.3238 | 7132.0535
1 | 8 | 15 | 849 | 64 | 26.7 | 1.5 | 668.431 | 46.524 | 5261.535 | 5064.073 | 9241.5569 | 7998.1229 | 6093.4752
1 | 8 | 16 | 757 | 62 | 26.7 | 0 | 457.896 | 46.631 | 3504.862 | 3365.237 | 7010.4505 | 5962.9521 | 4782.1902
1 | 8 | 17 | 171 | 1 | 23.3 | 1.5 | 56.081 | 24.898 | 419.489 | 355.988 | 1294.5074 | 1093.6864 | 824.7932
1 | 8 | 18 | 0 | 0 | 21.7 | 0 | 0 | 21.7 | 0 | 0 | 0 | 0 | 0
1 | 8 | 19 | 0 | 0 | 20.6 | 0 | 0 | 20.6 | 0 | 0 | 0 | 0 | 0
1 | 8 | 20 | 0 | 0 | 16.7 | 1.5 | 0 | 16.7 | 0 | 0 | 0 | 0 | 0
1 | 8 | 21 | 0 | 0 | 16.7 | 2.1 | 0 | 16.7 | 0 | 0 | 0 | 0 | 0
1 | 8 | 22 | 0 | 0 | 15.6 | 3.1 | 0 | 15.6 | 0 | 0 | 0 | 0 | 0
1 | 8 | 23 | 0 | 0 | 14.4 | 3.6 | 0 | 14.4 | 0 | 0 | 0 | 0 | 0
1 | 9 | 0 | 0 | 0 | 13.9 | 3.6 | 0 | 13.9 | 0 | 0 | 0 | 0 | 0
1 | 9 | 1 | 0 | 0 | 13.9 | 4.1 | 0 | 13.9 | 0 | 0 | 0 | 0 | 0
1 | 9 | 2 | 0 | 0 | 13.3 | 3.6 | 0 | 13.3 | 0 | 0 | 0 | 0 | 0
1 | 9 | 3 | 0 | 0 | 12.2 | 3.6 | 0 | 12.2 | 0 | 0 | 0 | 0 | 0
1 | 9 | 4 | 0 | 0 | 11.7 | 3.6 | 0 | 11.7 | 0 | 0 | 0 | 0 | 0
1 | 9 | 5 | 0 | 0 | 13.9 | 3.6 | 0 | 13.9 | 0 | 0 | 0 | 0 | 0
1 | 9 | 6 | 0 | 0 | 12.2 | 3.6 | 0 | 12.2 | 0 | 0 | 0 | 0 | 0
1 | 9 | 7 | 0 | 0 | 11.7 | 3.1 | 0 | 11.7 | 0 | 0 | 0 | 0 | 0
1 | 9 | 8 | 227 | 49 | 13.9 | 3.6 | 175.922 | 16.328 | 1506.322 | 1419.708 | 1662.3957 | 1403.6284 | 1372.8506
1 | 9 | 9 | 424 | 110 | 16.1 | 4.1 | 421.498 | 24.171 | 3600.535 | 3458.031 | 3811.5095 | 3231.2377 | 3109.6675
1 | 9 | 10 | 617 | 121 | 17.8 | 3.6 | 663.208 | 32.121 | 5545.641 | 5337.837 | 6588.1424 | 5682.6359 | 4849.901
1 | 9 | 11 | 415 | 228 | 20 | 3.1 | 647.768 | 35.212 | 5368.353 | 5167.035 | 4924.4888 | 4283.7202 | 4517.1568
1 | 9 | 12 | 186 | 306 | 21.1 | 2.6 | 528.274 | 34.286 | 4394.725 | 4227.117 | 2310.1708 | 2010.4276 | 3447.8392
1 | 9 | 13 | 189 | 304 | 21.7 | 0 | 525.244 | 43.138 | 4229.105 | 4066.909 | 2354.9912 | 2049.9777 | 3461.8798
1 | 9 | 14 | 368 | 193 | 22.2 | 2.1 | 535.081 | 36.099 | 4415.355 | 4247.065 | 4416.3497 | 3840.5117 | 3973.4674
1 | 9 | 15 | 245 | 165 | 22.2 | 2.1 | 368.001 | 31.874 | 3072.449 | 2945.448 | 2672.5949 | 2313.7806 | 2737.4436
1 | 9 | 16 | 431 | 119 | 21.7 | 1.5 | 360.335 | 31.611 | 2946.704 | 2823.254 | 4002.4404 | 3405.2152 | 3282.2854
1 | 9 | 17 | 102 | 3 | 19.4 | 2.1 | 38.224 | 19.811 | 296.482 | 235.343 | 774.3693 | 654.2009 | 508.8701
1 | 9 | 18 | 0 | 0 | 19.4 | 1.5 | 0 | 19.4 | 0 | 0 | 0 | 0 | 0
1 | 9 | 19 | 0 | 0 | 17.8 | 0 | 0 | 17.8 | 0 | 0 | 0 | 0 | 0
1 | 9 | 20 | 0 | 0 | 16.7 | 0 | 0 | 16.7 | 0 | 0 | 0 | 0 | 0
1 | 9 | 21 | 0 | 0 | 15.6 | 1.5 | 0 | 15.6 | 0 | 0 | 0 | 0 | 0
1 | 9 | 22 | 0 | 0 | 16.1 | 0 | 0 | 16.1 | 0 | 0 | 0 | 0 | 0
1 | 9 | 23 | 0 | 0 | 15.6 | 2.6 | 0 | 15.6 | 0 | 0 | 0 | 0 | 0
1 | 10 | 0 | 0 | 0 | 16.1 | 0 | 0 | 16.1 | 0 | 0 | 0 | 0 | 0
1 | 10 | 1 | 0 | 0 | 15.6 | 2.6 | 0 | 15.6 | 0 | 0 | 0 | 0 | 0
1 | 10 | 2 | 0 | 0 | 15 | 2.1 | 0 | 15 | 0 | 0 | 0 | 0 | 0
1 | 10 | 3 | 0 | 0 | 14.4 | 1.5 | 0 | 14.4 | 0 | 0 | 0 | 0 | 0
1 | 10 | 4 | 0 | 0 | 13.9 | 4.1 | 0 | 13.9 | 0 | 0 | 0 | 0 | 0
1 | 10 | 5 | 0 | 0 | 13.3 | 0 | 0 | 13.3 | 0 | 0 | 0 | 0 | 0
1 | 10 | 6 | 0 | 0 | 13.9 | 4.1 | 0 | 13.9 | 0 | 0 | 0 | 0 | 0
1 | 10 | 7 | 0 | 0 | 13.3 | 2.1 | 0 | 13.3 | 0 | 0 | 0 | 0 | 0
1 | 10 | 8 | 0 | 19 | 14.4 | 2.1 | 16.854 | 12.883 | 151.093 | 92.68 | 0 | 0 | 123.1957
1 | 10 | 9 | 11 | 121 | 16.1 | 2.1 | 124.51 | 17.626 | 1097.492 | 1020.044 | 98.8901 | 83.8356 | 860.284
1 | 10 | 10 | 41 | 187 | 17.2 | 2.1 | 229.992 | 21.942 | 1998.007 | 1899.614 | 437.9647 | 377.7968 | 1513.2175
1 | 10 | 11 | 670 | 181 | 18.9 | 2.6 | 841.274 | 38.488 | 6888.11 | 6627.716 | 7956.0733 | 6920.711 | 6047.5606
1 | 10 | 12 | 920 | 82 | 20 | 2.1 | 973.754 | 45.705 | 7763.794 | 7465.787 | 11436.838 | 9953.6364 | 7500.229
1 | 10 | 13 | 927 | 73 | 22.2 | 2.1 | 944.906 | 47.466 | 7481.353 | 7195.762 | 11563.8852 | 10067.1273 | 7517.7524
1 | 10 | 14 | 524 | 216 | 22.2 | 0 | 702.771 | 51.484 | 5473.59 | 5268.435 | 6298.5431 | 5477.0641 | 5271.2772
1 | 10 | 15 | 0 | 58 | 23.3 | 0 | 51.675 | 29.981 | 436.657 | 372.822 | 0 | 0 | 386.2502
1 | 10 | 16 | 0 | 31 | 19.4 | 12.9 | 27.549 | 19.04 | 241.863 | 181.757 | 0 | 0 | 204.9973
1 | 10 | 17 | 0 | 1 | 17.2 | 7.7 | 0.883 | 16.238 | 7.826 | 0 | 0 | 0 | 6.5084
1 | 10 | 18 | 0 | 0 | 17.2 | 4.6 | 0 | 17.2 | 0 | 0 | 0 | 0 | 0
1 | 10 | 19 | 0 | 0 | 16.1 | 1.5 | 0 | 16.1 | 0 | 0 | 0 | 0 | 0
1 | 10 | 20 | 0 | 0 | 17.2 | 2.6 | 0 | 17.2 | 0 | 0 | 0 | 0 | 0
1 | 10 | 21 | 0 | 0 | 13.9 | 2.1 | 0 | 13.9 | 0 | 0 | 0 | 0 | 0
1 | 10 | 22 | 0 | 0 | 16.1 | 3.1 | 0 | 16.1 | 0 | 0 | 0 | 0 | 0
1 | 10 | 23 | 0 | 0 | 15.6 | 1.5 | 0 | 15.6 | 0 | 0 | 0 | 0 | 0
1 | 11 | 0 | 0 | 0 | 12.8 | 3.1 | 0 | 12.8 | 0 | 0 | 0 | 0 | 0
1 | 11 | 1 | 0 | 0 | 13.9 | 3.6 | 0 | 13.9 | 0 | 0 | 0 | 0 | 0
1 | 11 | 2 | 0 | 0 | 11.1 | 0 | 0 | 11.1 | 0 | 0 | 0 | 0 | 0
1 | 11 | 3 | 0 | 0 | 12.8 | 0 | 0 | 12.8 | 0 | 0 | 0 | 0 | 0
1 | 11 | 4 | 0 | 0 | 12.2 | 2.1 | 0 | 12.2 | 0 | 0 | 0 | 0 | 0
1 | 11 | 5 | 0 | 0 | 13.3 | 1.5 | 0 | 13.3 | 0 | 0 | 0 | 0 | 0
1 | 11 | 6 | 0 | 0 | 11.7 | 0 | 0 | 11.7 | 0 | 0 | 0 | 0 | 0
1 | 11 | 7 | 0 | 0 | 13.9 | 5.2 | 0 | 13.9 | 0 | 0 | 0 | 0 | 0
1 | 11 | 8 | 604 | 24 | 16.7 | 7.7 | 309.838 | 20.4 | 2568.522 | 2455.428 | 4423.4314 | 3734.8904 | 2963.1876
1 | 11 | 9 | 793 | 48 | 17.2 | 6.7 | 581.632 | 26.068 | 4918.161 | 4732.832 | 7130.1895 | 6044.8469 | 4776.0731
1 | 11 | 10 | 896 | 49 | 19.4 | 8.8 | 786.369 | 29.962 | 6622.203 | 6372.714 | 9575.7698 | 8260.973 | 6204.7679
1 | 11 | 11 | 914 | 71 | 21.1 | 5.2 | 920.11 | 38.585 | 7529.55 | 7241.86 | 10861.9426 | 9448.2328 | 7080.9215
1 | 11 | 12 | 944 | 66 | 21.7 | 5.7 | 976.683 | 39.462 | 7970.595 | 7663.323 | 11746.1817 | 10223.6525 | 7581.5356
1 | 11 | 13 | 915 | 71 | 22.8 | 5.2 | 932.589 | 40.814 | 7570.557 | 7281.074 | 11427.669 | 9949.536 | 7421.727
1 | 11 | 14 | 861 | 81 | 23.9 | 2.6 | 828.105 | 44.8 | 6611.567 | 6362.509 | 10366.1736 | 9013.8236 | 6843.0862
1 | 11 | 15 | 865 | 64 | 23.3 | 1.5 | 683.887 | 43.585 | 5445.298 | 5241.178 | 9477.6071 | 8210.5658 | 6235.5011
1 | 11 | 16 | 761 | 57 | 23.9 | 0 | 453.795 | 43.92 | 3510.721 | 3370.92 | 7106.909 | 6049.2106 | 4805.123
1 | 11 | 17 | 199 | 2 | 21.1 | 2.1 | 67.02 | 22.626 | 507.374 | 442.154 | 1519.5321 | 1283.5185 | 972.7056
1 | 11 | 18 | 0 | 0 | 19.4 | 0 | 0 | 19.4 | 0 | 0 | 0 | 0 | 0
1 | 11 | 19 | 0 | 0 | 18.3 | 1.5 | 0 | 18.3 | 0 | 0 | 0 | 0 | 0
1 | 11 | 20 | 0 | 0 | 16.1 | 0 | 0 | 16.1 | 0 | 0 | 0 | 0 | 0
1 | 11 | 21 | 0 | 0 | 14.4 | 0 | 0 | 14.4 | 0 | 0 | 0 | 0 | 0
1 | 11 | 22 | 0 | 0 | 13.9 | 3.1 | 0 | 13.9 | 0 | 0 | 0 | 0 | 0
1 | 11 | 23 | 0 | 0 | 12.2 | 2.6 | 0 | 12.2 | 0 | 0 | 0 | 0 | 0
1 | 12 | 0 | 0 | 0 | 12.2 | 2.6 | 0 | 12.2 | 0 | 0 | 0 | 0 | 0
1 | 12 | 1 | 0 | 0 | 12.2 | 0 | 0 | 12.2 | 0 | 0 | 0 | 0 | 0
1 | 12 | 2 | 0 | 0 | 12.2 | 4.6 | 0 | 12.2 | 0 | 0 | 0 | 0 | 0
1 | 12 | 3 | 0 | 0 | 11.7 | 1.5 | 0 | 11.7 | 0 | 0 | 0 | 0 | 0
1 | 12 | 4 | 0 | 0 | 10.6 | 0 | 0 | 10.6 | 0 | 0 | 0 | 0 | 0
1 | 12 | 5 | 0 | 0 | 9.4 | 2.6 | 0 | 9.4 | 0 | 0 | 0 | 0 | 0
1 | 12 | 6 | 0 | 0 | 10 | 1.5 | 0 | 10 | 0 | 0 | 0 | 0 | 0
1 | 12 | 7 | 0 | 0 | 9.4 | 0 | 0 | 9.4 | 0 | 0 | 0 | 0 | 0
1 | 12 | 8 | 551 | 26 | 11.1 | 3.1 | 288.535 | 16.336 | 2427.592 | 2318.233 | 4035.9301 | 3407.7388 | 2730.1521
1 | 12 | 9 | 709 | 61 | 15 | 3.1 | 548.631 | 27.108 | 4625.204 | 4449.908 | 6376.4749 | 5406.0301 | 4390.4024
1 | 12 | 10 | 850 | 64 | 16.7 | 4.6 | 769.282 | 32.002 | 6431.926 | 6190.092 | 9089.2442 | 7842.0485 | 6005.7364
1 | 12 | 11 | 866 | 84 | 18.9 | 0 | 902.473 | 53.405 | 6983.299 | 6718.943 | 10300.1226 | 8959.3347 | 6825.6767
1 | 12 | 12 | 908 | 85 | 20 | 0 | 967.892 | 56.972 | 7389.137 | 7107.542 | 11309.3107 | 9844.2144 | 7442.9448
1 | 12 | 13 | 890 | 82 | 21.7 | 1.5 | 924.856 | 48.776 | 7286.542 | 7009.358 | 11128.9541 | 9690.4511 | 7313.7341
1 | 12 | 14 | 792 | 97 | 23.3 | 0 | 791.369 | 54.995 | 6076.859 | 5848.979 | 9551.2322 | 8304.8935 | 6454.1966
1 | 12 | 15 | 705 | 93 | 22.2 | 1.5 | 614.147 | 40.555 | 4950.517 | 4764.062 | 7742.0513 | 6709.1653 | 5364.0051
1 | 12 | 16 | 528 | 98 | 23.3 | 0 | 390.137 | 40.835 | 3076.353 | 2949.24 | 4945.1351 | 4210.0775 | 3728.3612
1 | 12 | 17 | 145 | 3 | 21.1 | 1.5 | 51.893 | 22.257 | 396.739 | 333.679 | 1110.4298 | 937.8608 | 720.6484
1 | 12 | 18 | 0 | 0 | 18.9 | 0 | 0 | 18.9 | 0 | 0 | 0 | 0 | 0
1 | 12 | 19 | 0 | 0 | 18.3 | 0 | 0 | 18.3 | 0 | 0 | 0 | 0 | 0
1 | 12 | 20 | 0 | 0 | 15.6 | 1.5 | 0 | 15.6 | 0 | 0 | 0 | 0 | 0
1 | 12 | 21 | 0 | 0 | 15 | 0 | 0 | 15 | 0 | 0 | 0 | 0 | 0
1 | 12 | 22 | 0 | 0 | 13.9 | 2.1 | 0 | 13.9 | 0 | 0 | 0 | 0 | 0
1 | 12 | 23 | 0 | 0 | 12.2 | 2.6 | 0 | 12.2 | 0 | 0 | 0 | 0 | 0
1 | 13 | 0 | 0 | 0 | 11.7 | 2.1 | 0 | 11.7 | 0 | 0 | 0 | 0 | 0
1 | 13 | 1 | 0 | 0 | 10 | 3.1 | 0 | 10 | 0 | 0 | 0 | 0 | 0
1 | 13 | 2 | 0 | 0 | 10 | 4.1 | 0 | 10 | 0 | 0 | 0 | 0 | 0
1 | 13 | 3 | 0 | 0 | 9.4 | 3.1 | 0 | 9.4 | 0 | 0 | 0 | 0 | 0
1 | 13 | 4 | 0 | 0 | 8.3 | 3.1 | 0 | 8.3 | 0 | 0 | 0 | 0 | 0
1 | 13 | 5 | 0 | 0 | 8.3 | 3.1 | 0 | 8.3 | 0 | 0 | 0 | 0 | 0
1 | 13 | 6 | 0 | 0 | 7.8 | 2.6 | 0 | 7.8 | 0 | 0 | 0 | 0 | 0
1 | 13 | 7 | 0 | 0 | 7.8 | 2.1 | 0 | 7.8 | 0 | 0 | 0 | 0 | 0
1 | 13 | 8 | 571 | 26 | 10 | 2.1 | 296.885 | 16.089 | 2498.506 | 2387.276 | 4183.4939 | 3532.387 | 2823.7189
1 | 13 | 9 | 793 | 46 | 13.9 | 2.6 | 578.152 | 27.459 | 4864.126 | 4680.669 | 7134.3213 | 6048.796 | 4765.2722
1 | 13 | 10 | 844 | 60 | 16.7 | 2.6 | 759.316 | 35.316 | 6273.003 | 6037.468 | 9030.8132 | 7792.5339 | 5943.0656
1 | 13 | 11 | 854 | 88 | 17.8 | 2.1 | 897.088 | 41.518 | 7262.436 | 6986.283 | 10166.4849 | 8842.8776 | 6770.8284
1 | 13 | 12 | 829 | 103 | 19.4 | 2.1 | 926.068 | 44.137 | 7427.661 | 7144.4 | 10335.9107 | 8997.6914 | 6971.5015
1 | 13 | 13 | 859 | 90 | 20 | 2.1 | 916.633 | 44.56 | 7338.236 | 7058.834 | 10754.7383 | 9365.5788 | 7139.805
1 | 13 | 14 | 866 | 79 | 21.1 | 2.1 | 832.548 | 43.541 | 6679.094 | 6427.292 | 10461.2235 | 9095.8425 | 6887.0628
1 | 13 | 15 | 803 | 70 | 21.1 | 2.6 | 651.709 | 37.707 | 5305.852 | 5106.795 | 8838.5924 | 7661.786 | 5881.7846
1 | 13 | 16 | 707 | 70 | 21.7 | 2.1 | 448.418 | 33.789 | 3611.264 | 3468.435 | 6640.8824 | 5654.9445 | 4597.9119
1 | 13 | 17 | 203 | 3 | 19.4 | 0 | 70.27 | 24.49 | 530.626 | 464.947 | 1559.1626 | 1316.7026 | 1003.708
1 | 13 | 18 | 0 | 0 | 17.2 | 0 | 0 | 17.2 | 0 | 0 | 0 | 0 | 0
1 | 13 | 19 | 0 | 0 | 15 | 0 | 0 | 15 | 0 | 0 | 0 | 0 | 0
1 | 13 | 20 | 0 | 0 | 13.3 | 0 | 0 | 13.3 | 0 | 0 | 0 | 0 | 0
1 | 13 | 21 | 0 | 0 | 12.8 | 3.1 | 0 | 12.8 | 0 | 0 | 0 | 0 | 0
1 | 13 | 22 | 0 | 0 | 11.7 | 3.1 | 0 | 11.7 | 0 | 0 | 0 | 0 | 0
1 | 13 | 23 | 0 | 0 | 11.1 | 0 | 0 | 11.1 | 0 | 0 | 0 | 0 | 0
1 | 14 | 0 | 0 | 0 | 10 | 2.6 | 0 | 10 | 0 | 0 | 0 | 0 | 0
1 | 14 | 1 | 0 | 0 | 9.4 | 0 | 0 | 9.4 | 0 | 0 | 0 | 0 | 0
1 | 14 | 2 | 0 | 0 | 8.9 | 2.6 | 0 | 8.9 | 0 | 0 | 0 | 0 | 0
1 | 14 | 3 | 0 | 0 | 8.9 | 3.6 | 0 | 8.9 | 0 | 0 | 0 | 0 | 0
1 | 14 | 4 | 0 | 0 | 7.8 | 4.6 | 0 | 7.8 | 0 | 0 | 0 | 0 | 0
1 | 14 | 5 | 0 | 0 | 7.2 | 4.6 | 0 | 7.2 | 0 | 0 | 0 | 0 | 0
1 | 14 | 6 | 0 | 0 | 7.8 | 2.6 | 0 | 7.8 | 0 | 0 | 0 | 0 | 0
1 | 14 | 7 | 0 | 0 | 8.3 | 1.5 | 0 | 8.3 | 0 | 0 | 0 | 0 | 0
1 | 14 | 8 | 596 | 24 | 11.1 | 3.1 | 304.467 | 16.719 | 2553.917 | 2441.213 | 4368.186 | 3688.4082 | 2927.8387
1 | 14 | 9 | 816 | 42 | 13.9 | 3.1 | 587.229 | 26.96 | 4948.199 | 4761.824 | 7344.3436 | 6227.1963 | 4870.0791
1 | 14 | 10 | 856 | 58 | 16.1 | 4.6 | 766.371 | 31.41 | 6421.013 | 6179.614 | 9165.7036 | 7909.9453 | 6012.3543
1 | 14 | 11 | 890 | 78 | 18.9 | 2.1 | 908.751 | 42.871 | 7319.742 | 7041.135 | 10605.1306 | 9224.1723 | 6970.6175
1 | 14 | 12 | 932 | 84 | 20 | 1.5 | 990.985 | 48.679 | 7812.847 | 7512.655 | 11632.4661 | 10127.2892 | 7632.9739
1 | 14 | 13 | 890 | 83 | 20.6 | 0 | 928.461 | 56.818 | 7090.623 | 6821.763 | 11157.1393 | 9717.0162 | 7337.8765
1 | 14 | 14 | 847 | 85 | 21.7 | 2.1 | 825.524 | 43.978 | 6612.397 | 6363.305 | 10249.1752 | 8911.225 | 6798.0181
1 | 14 | 15 | 552 | 142 | 22.8 | 2.1 | 562.638 | 38.266 | 4580.435 | 4406.646 | 6090.0721 | 5280.8019 | 4676.6091
1 | 14 | 16 | 536 | 100 | 22.2 | 0 | 398.026 | 39.695 | 3153.911 | 3024.581 | 5049.4703 | 4300.6664 | 3804.4588
1 | 14 | 17 | 161 | 4 | 20.6 | 0 | 58.9 | 24.808 | 447.629 | 383.581 | 1240.218 | 1047.2195 | 808.6968
1 | 14 | 18 | 0 | 0 | 17.8 | 2.1 | 0 | 17.8 | 0 | 0 | 0 | 0 | 0
1 | 14 | 19 | 0 | 0 | 15.6 | 2.1 | 0 | 15.6 | 0 | 0 | 0 | 0 | 0
1 | 14 | 20 | 0 | 0 | 15.6 | 1.5 | 0 | 15.6 | 0 | 0 | 0 | 0 | 0
1 | 14 | 21 | 0 | 0 | 13.9 | 3.1 | 0 | 13.9 | 0 | 0 | 0 | 0 | 0
1 | 14 | 22 | 0 | 0 | 13.3 | 2.6 | 0 | 13.3 | 0 | 0 | 0 | 0 | 0
1 | 14 | 23 | 0 | 0 | 12.2 | 2.6 | 0 | 12.2 | 0 | 0 | 0 | 0 | 0
1 | 15 | 0 | 0 | 0 | 11.7 | 4.1 | 0 | 11.7 | 0 | 0 | 0 | 0 | 0
1 | 15 | 1 | 0 | 0 | 11.1 | 4.6 | 0 | 11.1 | 0 | 0 | 0 | 0 | 0
1 | 15 | 2 | 0 | 0 | 10.6 | 4.1 | 0 | 10.6 | 0 | 0 | 0 | 0 | 0
1 | 15 | 3 | 0 | 0 | 10 | 3.6 | 0 | 10 | 0 | 0 | 0 | 0 | 0
1 | 15 | 4 | 0 | 0 | 10 | 4.1 | 0 | 10 | 0 | 0 | 0 | 0 | 0
1 | 15 | 5 | 0 | 0 | 9.4 | 4.1 | 0 | 9.4 | 0 | 0 | 0 | 0 | 0
1 | 15 | 6 | 0 | 0 | 10 | 3.6 | 0 | 10 | 0 | 0 | 0 | 0 | 0
1 | 15 | 7 | 0 | 0 | 10 | 1.5 | 0 | 10 | 0 | 0 | 0 | 0 | 0
1 | 15 | 8 | 0 | 19 | 11.1 | 3.6 | 16.854 | 9.798 | 152.655 | 94.213 | 0 | 0 | 123.211
1 | 15 | 9 | 0 | 79 | 13.3 | 2.1 | 71.771 | 13.331 | 642.442 | 574.527 | 0 | 0 | 521.3495
1 | 15 | 10 | 0 | 74 | 14.4 | 2.6 | 66.03 | 14.478 | 588.773 | 521.937 | 0 | 0 | 492.4681
1 | 15 | 11 | 0 | 159 | 15 | 2.1 | 148.871 | 17.338 | 1314.624 | 1232.378 | 0 | 0 | 1061.1139
1 | 15 | 12 | 192 | 275 | 16.7 | 2.6 | 493.575 | 27.746 | 4203.227 | 4041.868 | 2399.0309 | 2088.8043 | 3295.1124
1 | 15 | 13 | 24 | 237 | 18.9 | 1.5 | 254.38 | 26.305 | 2177.53 | 2074.63 | 301.2613 | 262.4027 | 1766.0613
1 | 15 | 14 | 249 | 270 | 19.4 | 0 | 519.619 | 38.972 | 4245.615 | 4082.884 | 3018.2516 | 2624.1872 | 3637.1915
1 | 15 | 15 | 0 | 123 | 20 | 0 | 116.902 | 27.479 | 996.631 | 921.357 | 0 | 0 | 819.4042
1 | 15 | 16 | 433 | 130 | 20.6 | 0 | 383.353 | 34.443 | 3111.887 | 2983.761 | 4091.2366 | 3485.209 | 3405.7254
1 | 15 | 17 | 136 | 6 | 17.2 | 2.1 | 56.963 | 18.156 | 450.39 | 386.287 | 1050.7295 | 887.0925 | 701.9902
1 | 15 | 18 | 0 | 0 | 16.7 | 1.5 | 0 | 16.7 | 0 | 0 | 0 | 0 | 0
1 | 15 | 19 | 0 | 0 | 16.1 | 2.6 | 0 | 16.1 | 0 | 0 | 0 | 0 | 0
1 | 15 | 20 | 0 | 0 | 16.1 | 1.5 | 0 | 16.1 | 0 | 0 | 0 | 0 | 0
1 | 15 | 21 | 0 | 0 | 15.6 | 0 | 0 | 15.6 | 0 | 0 | 0 | 0 | 0
1 | 15 | 22 | 0 | 0 | 13.9 | 2.6 | 0 | 13.9 | 0 | 0 | 0 | 0 | 0
1 | 15 | 23 | 0 | 0 | 14.4 | 2.6 | 0 | 14.4 | 0 | 0 | 0 | 0 | 0
1 | 16 | 0 | 0 | 0 | 13.9 | 0 | 0 | 13.9 | 0 | 0 | 0 | 0 | 0
1 | 16 | 1 | 0 | 0 | 12.8 | 2.1 | 0 | 12.8 | 0 | 0 | 0 | 0 | 0
1 | 16 | 2 | 0 | 0 | 12.8 | 2.1 | 0 | 12.8 | 0 | 0 | 0 | 0 | 0
1 | 16 | 3 | 0 | 0 | 12.8 | 1.5 | 0 | 12.8 | 0 | 0 | 0 | 0 | 0
1 | 16 | 4 | 0 | 0 | 12.2 | 2.6 | 0 | 12.2 | 0 | 0 | 0 | 0 | 0
1 | 16 | 5 | 0 | 0 | 12.2 | 0 | 0 | 12.2 | 0 | 0 | 0 | 0 | 0
1 | 16 | 6 | 0 | 0 | 12.2 | 0 | 0 | 12.2 | 0 | 0 | 0 | 0 | 0
1 | 16 | 7 | 0 | 0 | 12.2 | 0 | 0 | 12.2 | 0 | 0 | 0 | 0 | 0
1 | 16 | 8 | 0 | 32 | 13.3 | 2.6 | 28.453 | 12.172 | 255.686 | 195.319 | 0 | 0 | 207.524
1 | 16 | 9 | 0 | 79 | 13.3 | 2.1 | 71.732 | 13.37 | 642.005 | 574.1 | 0 | 0 | 521.3697
1 | 16 | 10 | 0 | 79 | 15 | 2.1 | 70.517 | 15.22 | 627.205 | 559.598 | 0 | 0 | 525.7591
1 | 16 | 11 | 47 | 236 | 16.1 | 1.5 | 291.762 | 22.903 | 2527.206 | 2415.214 | 561.2045 | 488.0984 | 1916.3141
1 | 16 | 12 | 312 | 259 | 17.2 | 0 | 604.779 | 39.927 | 4928.271 | 4742.59 | 3902.8725 | 3398.5045 | 4102.6087
1 | 16 | 13 | 30 | 240 | 17.2 | 4.6 | 263.014 | 22.32 | 2282.954 | 2177.357 | 377.0813 | 328.4761 | 1832.2274
1 | 16 | 14 | 0 | 119 | 17.2 | 4.1 | 109.187 | 18.659 | 959.852 | 885.362 | 0 | 0 | 794.4173
1 | 16 | 15 | 13 | 158 | 17.2 | 5.7 | 165.03 | 19.144 | 1447.526 | 1362.265 | 144.1117 | 125.033 | 1140.8831
1 | 16 | 16 | 300 | 126 | 16.7 | 4.6 | 311.53 | 22.009 | 2652.652 | 2537.297 | 2843.0409 | 2422.3601 | 2602.1172
1 | 16 | 17 | 98 | 7 | 16.1 | 4.1 | 46.997 | 16.279 | 379.34 | 316.616 | 759.3809 | 641.0195 | 524.5925
1 | 16 | 18 | 0 | 0 | 15.6 | 3.6 | 0 | 15.6 | 0 | 0 | 0 | 0 | 0
1 | 16 | 19 | 0 | 0 | 14.4 | 1.5 | 0 | 14.4 | 0 | 0 | 0 | 0 | 0
1 | 16 | 20 | 0 | 0 | 14.4 | 0 | 0 | 14.4 | 0 | 0 | 0 | 0 | 0
1 | 16 | 21 | 0 | 0 | 13.9 | 0 | 0 | 13.9 | 0 | 0 | 0 | 0 | 0
1 | 16 | 22 | 0 | 0 | 13.9 | 2.1 | 0 | 13.9 | 0 | 0 | 0 | 0 | 0
1 | 16 | 23 | 0 | 0 | 12.2 | 2.6 | 0 | 12.2 | 0 | 0 | 0 | 0 | 0
1 | 17 | 0 | 0 | 0 | 11.7 | 3.1 | 0 | 11.7 | 0 | 0 | 0 | 0 | 0
1 | 17 | 1 | 0 | 0 | 11.1 | 3.1 | 0 | 11.1 | 0 | 0 | 0 | 0 | 0
1 | 17 | 2 | 0 | 0 | 10 | 2.1 | 0 | 10 | 0 | 0 | 0 | 0 | 0
1 | 17 | 3 | 0 | 0 | 10 | 2.6 | 0 | 10 | 0 | 0 | 0 | 0 | 0
1 | 17 | 4 | 0 | 0 | 8.9 | 2.6 | 0 | 8.9 | 0 | 0 | 0 | 0 | 0
1 | 17 | 5 | 0 | 0 | 7.8 | 0 | 0 | 7.8 | 0 | 0 | 0 | 0 | 0
1 | 17 | 6 | 0 | 0 | 8.9 | 2.6 | 0 | 8.9 | 0 | 0 | 0 | 0 | 0
1 | 17 | 7 | 0 | 0 | 8.3 | 0 | 0 | 8.3 | 0 | 0 | 0 | 0 | 0
1 | 17 | 8 | 593 | 30 | 8.9 | 1.5 | 313.505 | 16.048 | 2639.373 | 2524.376 | 4353.157 | 3676.0412 | 2956.6272
1 | 17 | 9 | 805 | 47 | 10 | 0 | 586.07 | 32.618 | 4840.453 | 4657.813 | 7258.3113 | 6155.6421 | 4848.6705
1 | 17 | 10 | 856 | 59 | 12.2 | 2.1 | 768.094 | 32.442 | 6411.872 | 6170.837 | 9189.189 | 7933.8797 | 6032.6655
1 | 17 | 11 | 878 | 90 | 13.3 | 2.1 | 923.273 | 37.908 | 7574.951 | 7285.276 | 10495.4366 | 9127.9484 | 6983.1618
1 | 17 | 12 | 937 | 85 | 14.4 | 2.1 | 999.852 | 41.274 | 8105.765 | 7792.358 | 11734.9226 | 10219.4147 | 7702.3917
1 | 17 | 13 | 938 | 78 | 15.6 | 0 | 970.083 | 53.55 | 7504.19 | 7217.605 | 11806.1939 | 10285.3885 | 7699.6821
1 | 17 | 14 | 915 | 77 | 16.7 | 2.6 | 868.939 | 38.918 | 7092.659 | 6823.713 | 11130.2226 | 9676.8983 | 7279.7848
1 | 17 | 15 | 792 | 83 | 16.7 | 0 | 664.456 | 44.845 | 5272.099 | 5074.257 | 8801.0632 | 7637.9616 | 5940.7531
1 | 17 | 16 | 724 | 69 | 16.1 | 2.6 | 461.671 | 27.792 | 3803.643 | 3654.923 | 6881.8232 | 5864.5919 | 4734.9222
1 | 17 | 17 | 245 | 4 | 15 | 2.6 | 85.427 | 16.742 | 663.076 | 594.745 | 1904.0646 | 1607.0251 | 1226.7251
1 | 17 | 18 | 0 | 0 | 13.3 | 0 | 0 | 13.3 | 0 | 0 | 0 | 0 | 0
1 | 17 | 19 | 0 | 0 | 11.1 | 1.5 | 0 | 11.1 | 0 | 0 | 0 | 0 | 0
1 | 17 | 20 | 0 | 0 | 10.6 | 0 | 0 | 10.6 | 0 | 0 | 0 | 0 | 0
1 | 17 | 21 | 0 | 0 | 10.6 | 0 | 0 | 10.6 | 0 | 0 | 0 | 0 | 0
1 | 17 | 22 | 0 | 0 | 8.3 | 3.1 | 0 | 8.3 | 0 | 0 | 0 | 0 | 0
1 | 17 | 23 | 0 | 0 | 8.3 | 1.5 | 0 | 8.3 | 0 | 0 | 0 | 0 | 0
1 | 18 | 0 | 0 | 0 | 7.2 | 2.6 | 0 | 7.2 | 0 | 0 | 0 | 0 | 0
1 | 18 | 1 | 0 | 0 | 6.7 | 1.5 | 0 | 6.7 | 0 | 0 | 0 | 0 | 0
1 | 18 | 2 | 0 | 0 | 6.1 | 2.1 | 0 | 6.1 | 0 | 0 | 0 | 0 | 0
1 | 18 | 3 | 0 | 0 | 4.4 | 2.6 | 0 | 4.4 | 0 | 0 | 0 | 0 | 0
1 | 18 | 4 | 0 | 0 | 4.4 | 2.1 | 0 | 4.4 | 0 | 0 | 0 | 0 | 0
1 | 18 | 5 | 0 | 0 | 5 | 0 | 0 | 5 | 0 | 0 | 0 | 0 | 0
1 | 18 | 6 | 0 | 0 | 3.9 | 2.6 | 0 | 3.9 | 0 | 0 | 0 | 0 | 0
1 | 18 | 7 | 0 | 0 | 3.9 | 2.6 | 0 | 3.9 | 0 | 0 | 0 | 0 | 0
1 | 18 | 8 | 229 | 58 | 6.7 | 2.1 | 184.929 | 9.716 | 1619.605 | 1530.35 | 1682.2646 | 1420.6477 | 1443.4726
1 | 18 | 9 | 319 | 137 | 7.2 | 1.5 | 371.323 | 16.84 | 3257.2 | 3124.883 | 2878.4841 | 2441.4255 | 2703.9796
1 | 18 | 10 | 780 | 114 | 10 | 0 | 785.757 | 39.471 | 6396.068 | 6155.663 | 8381.6569 | 7237.9537 | 5902.8187
1 | 18 | 11 | 943 | 68 | 11.1 | 0 | 946.304 | 47.725 | 7484.288 | 7198.57 | 11285.5356 | 9814.7832 | 7316.5171
1 | 18 | 12 | 895 | 113 | 12.8 | 1.5 | 1004.595 | 42.448 | 8108.992 | 7795.438 | 11222.4995 | 9774.1268 | 7578.0108
1 | 18 | 13 | 761 | 137 | 15 | 2.6 | 893.956 | 37.966 | 7335.034 | 7055.77 | 9591.7086 | 8356.9172 | 6747.4075
1 | 18 | 14 | 815 | 109 | 16.7 | 4.1 | 837.502 | 35.017 | 6935.624 | 6673.257 | 9931.4979 | 8634.7671 | 6764.6791
1 | 18 | 15 | 699 | 98 | 16.1 | 2.1 | 623.07 | 33.302 | 5161.47 | 4967.584 | 7786.6678 | 6759.3633 | 5418.5891
1 | 18 | 16 | 551 | 101 | 16.7 | 3.6 | 410.089 | 25.871 | 3418.802 | 3281.74 | 5253.2249 | 4477.5097 | 3933.1026
1 | 18 | 17 | 194 | 7 | 14.4 | 2.6 | 74.903 | 15.714 | 591.282 | 524.396 | 1512.1621 | 1276.0426 | 998.9533
1 | 18 | 18 | 0 | 0 | 12.8 | 0 | 0 | 12.8 | 0 | 0 | 0 | 0 | 0
1 | 18 | 19 | 0 | 0 | 12.8 | 2.1 | 0 | 12.8 | 0 | 0 | 0 | 0 | 0
1 | 18 | 20 | 0 | 0 | 10.6 | 1.5 | 0 | 10.6 | 0 | 0 | 0 | 0 | 0
1 | 18 | 21 | 0 | 0 | 10 | 1.5 | 0 | 10 | 0 | 0 | 0 | 0 | 0
1 | 18 | 22 | 0 | 0 | 8.3 | 1.5 | 0 | 8.3 | 0 | 0 | 0 | 0 | 0
1 | 18 | 23 | 0 | 0 | 7.8 | 3.1 | 0 | 7.8 | 0 | 0 | 0 | 0 | 0
1 | 19 | 0 | 0 | 0 | 6.1 | 2.1 | 0 | 6.1 | 0 | 0 | 0 | 0 | 0
1 | 19 | 1 | 0 | 0 | 6.1 | 2.1 | 0 | 6.1 | 0 | 0 | 0 | 0 | 0
1 | 19 | 2 | 0 | 0 | 6.1 | 3.1 | 0 | 6.1 | 0 | 0 | 0 | 0 | 0
1 | 19 | 3 | 0 | 0 | 5.6 | 1.5 | 0 | 5.6 | 0 | 0 | 0 | 0 | 0
1 | 19 | 4 | 0 | 0 | 5 | 1.5 | 0 | 5 | 0 | 0 | 0 | 0 | 0
1 | 19 | 5 | 0 | 0 | 4.4 | 0 | 0 | 4.4 | 0 | 0 | 0 | 0 | 0
1 | 19 | 6 | 0 | 0 | 3.9 | 0 | 0 | 3.9 | 0 | 0 | 0 | 0 | 0
1 | 19 | 7 | 0 | 0 | 5 | 0 | 0 | 5 | 0 | 0 | 0 | 0 | 0
1 | 19 | 8 | 556 | 30 | 6.7 | 0 | 296.225 | 16.295 | 2492.193 | 2381.13 | 4087.7127 | 3452.1511 | 2787.6971
1 | 19 | 9 | 571 | 107 | 9.4 | 3.1 | 512.92 | 20.763 | 4428.139 | 4259.427 | 5156.7883 | 4374.2659 | 3930.2791
1 | 19 | 10 | 134 | 222 | 12.2 | 5.7 | 359.251 | 18.187 | 3159.689 | 3030.192 | 1441.4576 | 1245.0026 | 2362.2189
1 | 19 | 11 | 178 | 271 | 12.8 | 3.6 | 468.866 | 22.723 | 4063.032 | 3906.169 | 2132.8285 | 1854.8122 | 3105.6237
1 | 19 | 12 | 721 | 189 | 13.9 | 0 | 932.873 | 48.152 | 7370.366 | 7089.581 | 9051.9488 | 7884.4755 | 6766.0448
1 | 19 | 13 | 158 | 288 | 15 | 1.5 | 474.003 | 30.311 | 3999.806 | 3844.95 | 1994.2651 | 1737.6757 | 3136.2981
1 | 19 | 14 | 597 | 194 | 15.6 | 1.5 | 747.032 | 36.652 | 6152.205 | 5921.4 | 7288.0637 | 6336.6157 | 5725.3012
1 | 19 | 15 | 104 | 178 | 15.6 | 0 | 263.75 | 30.176 | 2221.033 | 2117.025 | 1161.3988 | 1008.4213 | 1896.7517
1 | 19 | 16 | 349 | 129 | 15.6 | 2.1 | 339.671 | 23.705 | 2872.878 | 2751.488 | 3337.4447 | 2845.1077 | 2927.2958
1 | 19 | 17 | 127 | 9 | 15 | 3.1 | 60.192 | 15.645 | 486.214 | 421.41 | 992.8398 | 837.6621 | 684.4811
1 | 19 | 18 | 0 | 0 | 14.4 | 0 | 0 | 14.4 | 0 | 0 | 0 | 0 | 0
1 | 19 | 19 | 0 | 0 | 13.3 | 0 | 0 | 13.3 | 0 | 0 | 0 | 0 | 0
1 | 19 | 20 | 0 | 0 | 11.7 | 1.5 | 0 | 11.7 | 0 | 0 | 0 | 0 | 0
1 | 19 | 21 | 0 | 0 | 11.1 | 0 | 0 | 11.1 | 0 | 0 | 0 | 0 | 0
1 | 19 | 22 | 0 | 0 | 9.4 | 2.1 | 0 | 9.4 | 0 | 0 | 0 | 0 | 0
1 | 19 | 23 | 0 | 0 | 8.3 | 2.6 | 0 | 8.3 | 0 | 0 | 0 | 0 | 0
1 | 20 | 0 | 0 | 0 | 6.7 | 0 | 0 | 6.7 | 0 | 0 | 0 | 0 | 0
1 | 20 | 1 | 0 | 0 | 6.7 | 1.5 | 0 | 6.7 | 0 | 0 | 0 | 0 | 0
1 | 20 | 2 | 0 | 0 | 5 | 0 | 0 | 5 | 0 | 0 | 0 | 0 | 0
1 | 20 | 3 | 0 | 0 | 5 | 0 | 0 | 5 | 0 | 0 | 0 | 0 | 0
1 | 20 | 4 | 0 | 0 | 4.4 | 1.5 | 0 | 4.4 | 0 | 0 | 0 | 0 | 0
1 | 20 | 5 | 0 | 0 | 3.3 | 2.6 | 0 | 3.3 | 0 | 0 | 0 | 0 | 0
1 | 20 | 6 | 0 | 0 | 2.8 | 3.6 | 0 | 2.8 | 0 | 0 | 0 | 0 | 0
1 | 20 | 7 | 0 | 0 | 2.8 | 1.5 | 0 | 2.8 | 0 | 0 | 0 | 0 | 0
1 | 20 | 8 | 562 | 28 | 5 | 2.1 | 292.413 | 10.975 | 2501.096 | 2389.798 | 4135.4753 | 3492.635 | 2804.725
1 | 20 | 9 | 762 | 54 | 8.3 | 2.1 | 572.14 | 22.709 | 4895.718 | 4711.167 | 6888.1782 | 5843.6035 | 4662.6012
1 | 20 | 10 | 868 | 64 | 10.6 | 1.5 | 784.918 | 33.259 | 6533.515 | 6287.609 | 9347.7697 | 8075.3923 | 6162.2879
1 | 20 | 11 | 914 | 74 | 11.1 | 2.1 | 929.073 | 36.017 | 7675.411 | 7381.318 | 10965.483 | 9535.7965 | 7161.3894
1 | 20 | 12 | 949 | 69 | 12.2 | 2.1 | 994.235 | 39.083 | 8125.995 | 7811.666 | 11929.6296 | 10392.001 | 7714.4424
1 | 20 | 13 | 925 | 82 | 13.9 | 1.5 | 967.025 | 42.655 | 7797.921 | 7498.395 | 11692.0732 | 10188.4576 | 7657.6122
1 | 20 | 14 | 926 | 67 | 15.6 | 0 | 869.969 | 50.498 | 6799.2 | 6542.479 | 11324.9162 | 9846.825 | 7331.1973
1 | 20 | 15 | 847 | 74 | 16.1 | 2.1 | 696.854 | 35.255 | 5729.418 | 5514.778 | 9482.2785 | 8235.2039 | 6293.5104
1 | 20 | 16 | 709 | 67 | 16.1 | 2.6 | 455.98 | 27.741 | 3761.541 | 3614.121 | 6800.6802 | 5798.4144 | 4666.1712
1 | 20 | 17 | 267 | 5 | 14.4 | 2.6 | 94.096 | 16.34 | 732.163 | 662.424 | 2093.4475 | 1765.9252 | 1351.7827
1 | 20 | 18 | 0 | 0 | 12.8 | 0 | 0 | 12.8 | 0 | 0 | 0 | 0 | 0
1 | 20 | 19 | 0 | 0 | 12.2 | 0 | 0 | 12.2 | 0 | 0 | 0 | 0 | 0
1 | 20 | 20 | 0 | 0 | 11.7 | 1.5 | 0 | 11.7 | 0 | 0 | 0 | 0 | 0
1 | 20 | 21 | 0 | 0 | 10 | 1.5 | 0 | 10 | 0 | 0 | 0 | 0 | 0
1 | 20 | 22 | 0 | 0 | 8.3 | 2.6 | 0 | 8.3 | 0 | 0 | 0 | 0 | 0
1 | 20 | 23 | 0 | 0 | 8.3 | 1.5 | 0 | 8.3 | 0 | 0 | 0 | 0 | 0
1 | 21 | 0 | 0 | 0 | 6.7 | 1.5 | 0 | 6.7 | 0 | 0 | 0 | 0 | 0
1 | 21 | 1 | 0 | 0 | 6.1 | 3.1 | 0 | 6.1 | 0 | 0 | 0 | 0 | 0
1 | 21 | 2 | 0 | 0 | 6.1 | 2.6 | 0 | 6.1 | 0 | 0 | 0 | 0 | 0
1 | 21 | 3 | 0 | 0 | 5.6 | 2.6 | 0 | 5.6 | 0 | 0 | 0 | 0 | 0
1 | 21 | 4 | 0 | 0 | 4.4 | 2.1 | 0 | 4.4 | 0 | 0 | 0 | 0 | 0
1 | 21 | 5 | 0 | 0 | 4.4 | 2.6 | 0 | 4.4 | 0 | 0 | 0 | 0 | 0
1 | 21 | 6 | 0 | 0 | 3.9 | 2.1 | 0 | 3.9 | 0 | 0 | 0 | 0 | 0
1 | 21 | 7 | 0 | 0 | 3.9 | 3.6 | 0 | 3.9 | 0 | 0 | 0 | 0 | 0
1 | 21 | 8 | 583 | 27 | 5.6 | 3.1 | 299.849 | 11.107 | 2561.666 | 2448.755 | 4294.1494 | 3626.8033 | 2898.5459
1 | 21 | 9 | 779 | 52 | 7.8 | 2.1 | 575.35 | 22.33 | 4928.606 | 4742.913 | 7049.0207 | 5980.806 | 4749.6007
1 | 21 | 10 | 885 | 64 | 11.1 | 2.1 | 798.895 | 32.131 | 6676.939 | 6425.225 | 9542.2702 | 8245.1595 | 6281.2558
1 | 21 | 11 | 937 | 70 | 13.3 | 2.1 | 945.618 | 38.549 | 7740.147 | 7443.19 | 11256.0536 | 9788.1482 | 7311.1033
1 | 21 | 12 | 919 | 78 | 15 | 0 | 978.237 | 52.973 | 7586.521 | 7296.338 | 11567.5966 | 10077.5583 | 7554.6106
1 | 21 | 13 | 955 | 68 | 17.2 | 3.1 | 978.542 | 40.655 | 7949.706 | 7643.376 | 12088.8779 | 10534.8456 | 7805.602
1 | 21 | 14 | 931 | 67 | 17.8 | 2.6 | 875.665 | 40.15 | 7116.169 | 6846.231 | 11406.8204 | 9918.5715 | 7380.9789
1 | 21 | 15 | 859 | 73 | 18.9 | 2.6 | 705.496 | 36.95 | 5765.287 | 5549.299 | 9640.735 | 8374.6586 | 6382.2384
1 | 21 | 16 | 751 | 64 | 18.3 | 0 | 475.334 | 39.435 | 3758.175 | 3610.859 | 7225.4542 | 6161.5901 | 4908.1938
1 | 21 | 17 | 292 | 5 | 17.2 | 2.1 | 101.879 | 19.677 | 782.505 | 711.732 | 2296.1716 | 1936.5712 | 1479.2253
1 | 21 | 18 | 0 | 0 | 15 | 0 | 0 | 15 | 0 | 0 | 0 | 0 | 0
1 | 21 | 19 | 0 | 0 | 13.9 | 0 | 0 | 13.9 | 0 | 0 | 0 | 0 | 0
1 | 21 | 20 | 0 | 0 | 12.8 | 0 | 0 | 12.8 | 0 | 0 | 0 | 0 | 0
1 | 21 | 21 | 0 | 0 | 11.7 | 2.1 | 0 | 11.7 | 0 | 0 | 0 | 0 | 0
1 | 21 | 22 | 0 | 0 | 10.6 | 4.6 | 0 | 10.6 | 0 | 0 | 0 | 0 | 0
1 | 21 | 23 | 0 | 0 | 9.4 | 4.1 | 0 | 9.4 | 0 | 0 | 0 | 0 | 0
1 | 22 | 0 | 0 | 0 | 7.8 | 4.6 | 0 | 7.8 | 0 | 0 | 0 | 0 | 0
1 | 22 | 1 | 0 | 0 | 8.3 | 4.1 | 0 | 8.3 | 0 | 0 | 0 | 0 | 0
1 | 22 | 2 | 0 | 0 | 6.7 | 4.6 | 0 | 6.7 | 0 | 0 | 0 | 0 | 0
1 | 22 | 3 | 0 | 0 | 6.7 | 2.6 | 0 | 6.7 | 0 | 0 | 0 | 0 | 0
1 | 22 | 4 | 0 | 0 | 6.7 | 1.5 | 0 | 6.7 | 0 | 0 | 0 | 0 | 0
1 | 22 | 5 | 0 | 0 | 5.6 | 5.2 | 0 | 5.6 | 0 | 0 | 0 | 0 | 0
1 | 22 | 6 | 0 | 0 | 5 | 4.6 | 0 | 5 | 0 | 0 | 0 | 0 | 0
1 | 22 | 7 | 0 | 0 | 5 | 5.2 | 0 | 5 | 0 | 0 | 0 | 0 | 0
1 | 22 | 8 | 525 | 34 | 7.2 | 5.2 | 286.469 | 11.31 | 2453.294 | 2343.258 | 3870.9937 | 3269.5563 | 2675.2706
1 | 22 | 9 | 790 | 51 | 10 | 3.6 | 581.079 | 22.314 | 4977.71 | 4790.305 | 7156.4159 | 6072.7441 | 4809.7424
1 | 22 | 10 | 891 | 64 | 13.3 | 2.6 | 804.086 | 33.101 | 6697.039 | 6444.505 | 9619.1065 | 8313.3876 | 6327.9835
1 | 22 | 11 | 955 | 68 | 15 | 3.1 | 960.219 | 37.737 | 7883.167 | 7579.83 | 11487.7097 | 9989.2576 | 7438.3449
1 | 22 | 12 | 943 | 84 | 16.1 | 1.5 | 1009.635 | 45.687 | 8051.486 | 7740.55 | 11885.5272 | 10355.4336 | 7788.1966
1 | 22 | 13 | 937 | 81 | 16.7 | 0 | 979.584 | 54.858 | 7539.859 | 7251.719 | 11878.5434 | 10351.9833 | 7764.7261
1 | 22 | 14 | 850 | 91 | 18.3 | 0 | 846.216 | 52.325 | 6568.429 | 6321.116 | 10433.4672 | 9072.8471 | 6949.5932
1 | 22 | 15 | 871 | 72 | 18.9 | 0 | 714.145 | 48.263 | 5595.29 | 5385.65 | 9800.0405 | 8514.7975 | 6471.4024
1 | 22 | 16 | 793 | 48 | 18.3 | 1.5 | 476.733 | 32.778 | 3856.094 | 3705.746 | 7652.7504 | 6527.018 | 5065.4113
1 | 22 | 17 | 318 | 4 | 17.8 | 4.1 | 108.023 | 19.691 | 826.325 | 754.643 | 2507.9188 | 2114.7569 | 1605.7789
1 | 22 | 18 | 0 | 0 | 16.1 | 3.6 | 0 | 16.1 | 0 | 0 | 0 | 0 | 0
1 | 22 | 19 | 0 | 0 | 14.4 | 2.6 | 0 | 14.4 | 0 | 0 | 0 | 0 | 0
1 | 22 | 20 | 0 | 0 | 12.8 | 2.6 | 0 | 12.8 | 0 | 0 | 0 | 0 | 0
1 | 22 | 21 | 0 | 0 | 13.9 | 0 | 0 | 13.9 | 0 | 0 | 0 | 0 | 0
1 | 22 | 22 | 0 | 0 | 13.9 | 0 | 0 | 13.9 | 0 | 0 | 0 | 0 | 0
1 | 22 | 23 | 0 | 0 | 13.3 | 0 | 0 | 13.3 | 0 | 0 | 0 | 0 | 0
1 | 23 | 0 | 0 | 0 | 11.1 | 1.5 | 0 | 11.1 | 0 | 0 | 0 | 0 | 0
1 | 23 | 1 | 0 | 0 | 11.1 | 2.6 | 0 | 11.1 | 0 | 0 | 0 | 0 | 0
1 | 23 | 2 | 0 | 0 | 10.6 | 1.5 | 0 | 10.6 | 0 | 0 | 0 | 0 | 0
1 | 23 | 3 | 0 | 0 | 10 | 0 | 0 | 10 | 0 | 0 | 0 | 0 | 0
1 | 23 | 4 | 0 | 0 | 10.6 | 0 | 0 | 10.6 | 0 | 0 | 0 | 0 | 0
1 | 23 | 5 | 0 | 0 | 10.6 | 3.6 | 0 | 10.6 | 0 | 0 | 0 | 0 | 0
1 | 23 | 6 | 0 | 0 | 10.6 | 2.1 | 0 | 10.6 | 0 | 0 | 0 | 0 | 0
1 | 23 | 7 | 0 | 0 | 10 | 5.2 | 0 | 10 | 0 | 0 | 0 | 0 | 0
1 | 23 | 8 | 84 | 65 | 10 | 5.2 | 111.859 | 10.772 | 989.29 | 914.173 | 620.0564 | 523.7417 | 814.9164
1 | 23 | 9 | 353 | 137 | 11.1 | 5.2 | 391.711 | 17.439 | 3427.651 | 3290.327 | 3201.5115 | 2717.1064 | 2905.3975
1 | 23 | 10 | 204 | 229 | 12.2 | 7.2 | 422.736 | 18.198 | 3716.791 | 3570.747 | 2205.2798 | 1906.3685 | 2877.4335
1 | 23 | 11 | 125 | 282 | 12.2 | 6.2 | 416.764 | 18.744 | 3661.739 | 3517.377 | 1505.7099 | 1309.2631 | 2797.742
1 | 23 | 12 | 102 | 282 | 13.9 | 5.2 | 397.325 | 20.85 | 3466.321 | 3327.847 | 1287.3529 | 1121.7135 | 2666.3615
1 | 23 | 13 | 773 | 180 | 15 | 6.7 | 958.157 | 30.141 | 8088.201 | 7775.595 | 9814.1238 | 8553.0679 | 7170.737
1 | 23 | 14 | 906 | 79 | 15 | 7.2 | 872.538 | 28.715 | 7391.392 | 7109.7 | 11141.2984 | 9689.1991 | 7299.7761
1 | 23 | 15 | 746 | 101 | 15 | 7.7 | 665.225 | 24.903 | 5680.215 | 5467.417 | 8414.8227 | 7312.653 | 5816.4247
1 | 23 | 16 | 641 | 91 | 14.4 | 5.7 | 446.847 | 22.211 | 3770.325 | 3622.634 | 6204.6891 | 5292.8076 | 4450.4282
1 | 23 | 17 | 265 | 9 | 13.3 | 4.1 | 100.556 | 14.902 | 793.591 | 722.588 | 2095.9944 | 1767.0736 | 1378.7231
1 | 23 | 18 | 0 | 0 | 11.7 | 3.6 | 0 | 11.7 | 0 | 0 | 0 | 0 | 0
1 | 23 | 19 | 0 | 0 | 11.7 | 2.1 | 0 | 11.7 | 0 | 0 | 0 | 0 | 0
1 | 23 | 20 | 0 | 0 | 11.7 | 6.2 | 0 | 11.7 | 0 | 0 | 0 | 0 | 0
1 | 23 | 21 | 0 | 0 | 10.6 | 4.1 | 0 | 10.6 | 0 | 0 | 0 | 0 | 0
1 | 23 | 22 | 0 | 0 | 9.4 | 2.6 | 0 | 9.4 | 0 | 0 | 0 | 0 | 0
1 | 23 | 23 | 0 | 0 | 10 | 2.6 | 0 | 10 | 0 | 0 | 0 | 0 | 0
1 | 24 | 0 | 0 | 0 | 8.9 | 3.6 | 0 | 8.9 | 0 | 0 | 0 | 0 | 0
1 | 24 | 1 | 0 | 0 | 8.3 | 2.6 | 0 | 8.3 | 0 | 0 | 0 | 0 | 0
1 | 24 | 2 | 0 | 0 | 5.6 | 1.5 | 0 | 5.6 | 0 | 0 | 0 | 0 | 0
1 | 24 | 3 | 0 | 0 | 6.1 | 3.6 | 0 | 6.1 | 0 | 0 | 0 | 0 | 0
1 | 24 | 4 | 0 | 0 | 6.7 | 2.6 | 0 | 6.7 | 0 | 0 | 0 | 0 | 0
1 | 24 | 5 | 0 | 0 | 5 | 2.1 | 0 | 5 | 0 | 0 | 0 | 0 | 0
1 | 24 | 6 | 0 | 0 | 3.9 | 3.6 | 0 | 3.9 | 0 | 0 | 0 | 0 | 0
1 | 24 | 7 | 0 | 0 | 5 | 2.6 | 0 | 5 | 0 | 0 | 0 | 0 | 0
1 | 24 | 8 | 542 | 34 | 7.8 | 2.6 | 293.363 | 13.438 | 2493.09 | 2382.003 | 4005.6511 | 3383.5965 | 2759.9306
1 | 24 | 9 | 780 | 52 | 10 | 1.5 | 575.944 | 25.878 | 4873.127 | 4689.359 | 7083.0621 | 6012.2673 | 4769.6203
1 | 24 | 10 | 839 | 69 | 12.2 | 5.7 | 769.409 | 25.708 | 6579.478 | 6331.719 | 9082.374 | 7853.1869 | 6031.0718
1 | 24 | 11 | 925 | 74 | 13.3 | 5.7 | 942.192 | 30.195 | 7949.178 | 7642.872 | 11158.1219 | 9702.0472 | 7277.5494
1 | 24 | 12 | 943 | 72 | 14.4 | 5.7 | 996.9 | 32.52 | 8345.021 | 8020.604 | 11918.2011 | 10385.4499 | 7728.3096
1 | 24 | 13 | 912 | 88 | 15.6 | 3.6 | 967.606 | 37.81 | 7944.224 | 7638.141 | 11596.3683 | 10106.3453 | 7640.25
1 | 24 | 14 | 825 | 96 | 16.1 | 3.1 | 833.623 | 36.332 | 6871.893 | 6612.171 | 10163.9311 | 8840.0998 | 6819.2618
1 | 24 | 15 | 765 | 98 | 16.7 | 0 | 676.367 | 45.003 | 5369.324 | 5167.971 | 8651.0003 | 7519.2376 | 5939.3528
1 | 24 | 16 | 683 | 87 | 17.2 | 2.1 | 466.381 | 29.894 | 3828.88 | 3679.378 | 6631.2782 | 5657.5938 | 4686.7676
1 | 24 | 17 | 291 | 9 | 15.6 | 3.1 | 108.584 | 17.75 | 846.672 | 774.566 | 2308.2724 | 1945.6715 | 1512.1414
1 | 24 | 18 | 0 | 0 | 13.9 | 2.1 | 0 | 13.9 | 0 | 0 | 0 | 0 | 0
1 | 24 | 19 | 0 | 0 | 12.8 | 0 | 0 | 12.8 | 0 | 0 | 0 | 0 | 0
1 | 24 | 20 | 0 | 0 | 11.7 | 1.5 | 0 | 11.7 | 0 | 0 | 0 | 0 | 0
1 | 24 | 21 | 0 | 0 | 10.6 | 3.1 | 0 | 10.6 | 0 | 0 | 0 | 0 | 0
1 | 24 | 22 | 0 | 0 | 8.9 | 0 | 0 | 8.9 | 0 | 0 | 0 | 0 | 0
1 | 24 | 23 | 0 | 0 | 11.1 | 2.1 | 0 | 11.1 | 0 | 0 | 0 | 0 | 0
1 | 25 | 0 | 0 | 0 | 10 | 0 | 0 | 10 | 0 | 0 | 0 | 0 | 0
1 | 25 | 1 | 0 | 0 | 7.8 | 1.5 | 0 | 7.8 | 0 | 0 | 0 | 0 | 0
1 | 25 | 2 | 0 | 0 | 9.4 | 3.6 | 0 | 9.4 | 0 | 0 | 0 | 0 | 0
1 | 25 | 3 | 0 | 0 | 8.9 | 2.1 | 0 | 8.9 | 0 | 0 | 0 | 0 | 0
1 | 25 | 4 | 0 | 0 | 8.3 | 3.1 | 0 | 8.3 | 0 | 0 | 0 | 0 | 0
1 | 25 | 5 | 0 | 0 | 5.6 | 2.6 | 0 | 5.6 | 0 | 0 | 0 | 0 | 0
1 | 25 | 6 | 0 | 0 | 7.8 | 4.6 | 0 | 7.8 | 0 | 0 | 0 | 0 | 0
1 | 25 | 7 | 117 | 0 | 8.3 | 3.1 | 31.853 | 7.543 | 238.938 | 178.887 | 0 | 0 | 0
1 | 25 | 8 | 642 | 28 | 10.6 | 3.6 | 325.952 | 16.53 | 2731.496 | 2613.999 | 4750.7599 | 4013.1692 | 3192.8577
1 | 25 | 9 | 809 | 50 | 14.4 | 5.2 | 592.097 | 24.93 | 5025.978 | 4836.882 | 7356.22 | 6245.1204 | 4926.5997
1 | 25 | 10 | 886 | 65 | 16.1 | 6.2 | 802.657 | 29.547 | 6771.191 | 6515.622 | 9605.1006 | 8307.2069 | 6324.6014
1 | 25 | 11 | 837 | 105 | 17.8 | 6.2 | 909.535 | 33.357 | 7587.635 | 7297.404 | 10111.3444 | 8791.6222 | 6847.9099
1 | 25 | 12 | 931 | 76 | 20 | 3.6 | 991.64 | 42.383 | 8006.82 | 7697.91 | 11783.124 | 10268.3369 | 7673.0823
1 | 25 | 13 | 967 | 65 | 20.6 | 3.6 | 991.524 | 43.127 | 7981.999 | 7674.212 | 12314.4395 | 10731.9966 | 7923.4948
1 | 25 | 14 | 855 | 91 | 21.7 | 2.6 | 854.473 | 43.435 | 6861.527 | 6602.234 | 10552.9902 | 9179.5218 | 7022.4647
1 | 25 | 15 | 693 | 115 | 21.1 | 3.1 | 645.483 | 36.685 | 5287.002 | 5088.624 | 7856.6573 | 6829.9366 | 5566.0023
1 | 25 | 16 | 648 | 90 | 21.7 | 2.6 | 452.158 | 33.043 | 3673.596 | 3528.872 | 6310.4666 | 5384.7361 | 4506.2188
1 | 25 | 17 | 284 | 10 | 19.4 | 0 | 108.028 | 25.936 | 820.643 | 749.08 | 2259.192 | 1903.9459 | 1487.5279
1 | 25 | 18 | 0 | 0 | 18.3 | 0 | 0 | 18.3 | 0 | 0 | 0 | 0 | 0
1 | 25 | 19 | 0 | 0 | 16.1 | 0 | 0 | 16.1 | 0 | 0 | 0 | 0 | 0
1 | 25 | 20 | 0 | 0 | 12.8 | 0 | 0 | 12.8 | 0 | 0 | 0 | 0 | 0
1 | 25 | 21 | 0 | 0 | 11.7 | 0 | 0 | 11.7 | 0 | 0 | 0 | 0 | 0
1 | 25 | 22 | 0 | 0 | 11.1 | 1.5 | 0 | 11.1 | 0 | 0 | 0 | 0 | 0
1 | 25 | 23 | 0 | 0 | 10 | 3.1 | 0 | 10 | 0 | 0 | 0 | 0 | 0
1 | 26 | 0 | 0 | 0 | 10 | 3.1 | 0 | 10 | 0 | 0 | 0 | 0 | 0
1 | 26 | 1 | 0 | 0 | 11.1 | 3.6 | 0 | 11.1 | 0 | 0 | 0 | 0 | 0
1 | 26 | 2 | 0 | 0 | 8.9 | 2.6 | 0 | 8.9 | 0 | 0 | 0 | 0 | 0
1 | 26 | 3 | 0 | 0 | 7.8 | 3.1 | 0 | 7.8 | 0 | 0 | 0 | 0 | 0
1 | 26 | 4 | 0 | 0 | 7.8 | 2.1 | 0 | 7.8 | 0 | 0 | 0 | 0 | 0
1 | 26 | 5 | 0 | 0 | 9.4 | 2.6 | 0 | 9.4 | 0 | 0 | 0 | 0 | 0
1 | 26 | 6 | 0 | 0 | 9.4 | 1.5 | 0 | 9.4 | 0 | 0 | 0 | 0 | 0
1 | 26 | 7 | 99 | 0 | 10.6 | 3.1 | 26.794 | 9.75 | 199.093 | 139.788 | 0 | 0 | 0
1 | 26 | 8 | 604 | 28 | 11.7 | 4.1 | 308.975 | 16.968 | 2586.369 | 2472.797 | 4475.592 | 3780.881 | 3017.9832
1 | 26 | 9 | 837 | 43 | 15 | 2.6 | 601.046 | 29.131 | 5025.769 | 4836.68 | 7621.5706 | 6471.462 | 5045.5974
1 | 26 | 10 | 892 | 55 | 16.7 | 2.6 | 795.175 | 36.227 | 6548.509 | 6302 | 9684.7895 | 8378.2362 | 6306.3464
1 | 26 | 11 | 866 | 91 | 18.9 | 3.1 | 919.95 | 40.57 | 7474.928 | 7189.617 | 10477.3288 | 9109.6169 | 6976.7851
1 | 26 | 12 | 847 | 124 | 20.6 | 3.1 | 979.808 | 43.814 | 7869.338 | 7566.62 | 10735.3312 | 9355.6446 | 7356.7008
1 | 26 | 13 | 620 | 198 | 22.2 | 4.6 | 833.054 | 39.552 | 6796.785 | 6540.164 | 7907.6231 | 6891.2494 | 6131.9275
1 | 26 | 14 | 818 | 113 | 23.3 | 2.6 | 854.941 | 44.595 | 6836.288 | 6578.038 | 10114.9823 | 8799.6171 | 6903.2344
1 | 26 | 15 | 867 | 72 | 23.3 | 1.5 | 716.818 | 44.54 | 5698.46 | 5484.979 | 9854.235 | 8567.754 | 6497.9469
1 | 26 | 16 | 751 | 46 | 23.3 | 1.5 | 457.338 | 37.142 | 3646.375 | 3502.48 | 7335.5076 | 6260.3983 | 4847.7636
1 | 26 | 17 | 337 | 6 | 21.1 | 0 | 117.08 | 28.017 | 871.906 | 799.273 | 2688.4088 | 2265.2572 | 1731.2941
1 | 26 | 18 | 0 | 0 | 21.1 | 1.5 | 0 | 21.1 | 0 | 0 | 0 | 0 | 0
1 | 26 | 19 | 0 | 0 | 16.7 | 0 | 0 | 16.7 | 0 | 0 | 0 | 0 | 0
1 | 26 | 20 | 0 | 0 | 15.6 | 0 | 0 | 15.6 | 0 | 0 | 0 | 0 | 0
1 | 26 | 21 | 0 | 0 | 14.4 | 0 | 0 | 14.4 | 0 | 0 | 0 | 0 | 0
1 | 26 | 22 | 0 | 0 | 13.3 | 0 | 0 | 13.3 | 0 | 0 | 0 | 0 | 0
1 | 26 | 23 | 0 | 0 | 12.2 | 2.1 | 0 | 12.2 | 0 | 0 | 0 | 0 | 0
1 | 27 | 0 | 0 | 0 | 12.8 | 3.6 | 0 | 12.8 | 0 | 0 | 0 | 0 | 0
1 | 27 | 1 | 0 | 0 | 11.7 | 2.1 | 0 | 11.7 | 0 | 0 | 0 | 0 | 0
1 | 27 | 2 | 0 | 0 | 11.7 | 1.5 | 0 | 11.7 | 0 | 0 | 0 | 0 | 0
1 | 27 | 3 | 0 | 0 | 11.1 | 4.1 | 0 | 11.1 | 0 | 0 | 0 | 0 | 0
1 | 27 | 4 | 0 | 0 | 10.6 | 4.1 | 0 | 10.6 | 0 | 0 | 0 | 0 | 0
1 | 27 | 5 | 0 | 0 | 10.6 | 3.6 | 0 | 10.6 | 0 | 0 | 0 | 0 | 0
1 | 27 | 6 | 0 | 0 | 10 | 2.6 | 0 | 10 | 0 | 0 | 0 | 0 | 0
1 | 27 | 7 | 78 | 0 | 8.9 | 4.1 | 20.986 | 7.994 | 156.492 | 97.98 | 0 | 0 | 0
1 | 27 | 8 | 159 | 68 | 11.1 | 4.6 | 154.796 | 12.857 | 1348.961 | 1265.943 | 1179.849 | 996.7493 | 1189.0236
1 | 27 | 9 | 96 | 167 | 13.9 | 3.1 | 240.51 | 18.396 | 2108.056 | 2006.913 | 875.4586 | 743.4778 | 1649.8493
1 | 27 | 10 | 157 | 251 | 15.6 | 1.5 | 410.555 | 26.486 | 3508.548 | 3368.813 | 1707.2927 | 1477.3451 | 2718.301
1 | 27 | 11 | 119 | 278 | 17.8 | 2.1 | 404.603 | 28.06 | 3441.55 | 3303.813 | 1441.9267 | 1253.6729 | 2732.3474
1 | 27 | 12 | 546 | 235 | 18.3 | 0 | 818.933 | 48.412 | 6464.429 | 6221.296 | 6930.3439 | 6039.821 | 5784.3423
1 | 27 | 13 | 122 | 310 | 19.4 | 0 | 448.228 | 40.341 | 3647.294 | 3503.371 | 1558.4199 | 1358.0492 | 3018.6288
1 | 27 | 14 | 111 | 258 | 20 | 0 | 369.947 | 35.858 | 3058.995 | 2932.376 | 1375.1093 | 1196.4494 | 2558.7792
1 | 27 | 15 | 0 | 79 | 19.4 | 0 | 70.658 | 23.764 | 610.285 | 543.017 | 0 | 0 | 526.7032
1 | 27 | 16 | 90 | 116 | 19.4 | 2.6 | 180.08 | 22.457 | 1547.48 | 1459.911 | 881.7163 | 752.6106 | 1314.8945
1 | 27 | 17 | 42 | 15 | 18.9 | 2.6 | 33.701 | 18.561 | 280.312 | 219.48 | 335.9961 | 283.0607 | 309.5129
1 | 27 | 18 | 0 | 0 | 18.3 | 2.6 | 0 | 18.3 | 0 | 0 | 0 | 0 | 0
1 | 27 | 19 | 0 | 0 | 15.6 | 3.1 | 0 | 15.6 | 0 | 0 | 0 | 0 | 0
1 | 27 | 20 | 0 | 0 | 16.1 | 0 | 0 | 16.1 | 0 | 0 | 0 | 0 | 0
1 | 27 | 21 | 0 | 0 | 15.6 | 0 | 0 | 15.6 | 0 | 0 | 0 | 0 | 0
1 | 27 | 22 | 0 | 0 | 14.4 | 0 | 0 | 14.4 | 0 | 0 | 0 | 0 | 0
1 | 27 | 23 | 0 | 0 | 14.4 | 0 | 0 | 14.4 | 0 | 0 | 0 | 0 | 0
1 | 28 | 0 | 0 | 0 | 13.3 | 2.6 | 0 | 13.3 | 0 | 0 | 0 | 0 | 0
1 | 28 | 1 | 0 | 0 | 13.9 | 1.5 | 0 | 13.9 | 0 | 0 | 0 | 0 | 0
1 | 28 | 2 | 0 | 0 | 12.8 | 1.5 | 0 | 12.8 | 0 | 0 | 0 | 0 | 0
1 | 28 | 3 | 0 | 0 | 12.2 | 0 | 0 | 12.2 | 0 | 0 | 0 | 0 | 0
1 | 28 | 4 | 0 | 0 | 11.7 | 2.1 | 0 | 11.7 | 0 | 0 | 0 | 0 | 0
1 | 28 | 5 | 0 | 0 | 11.7 | 3.6 | 0 | 11.7 | 0 | 0 | 0 | 0 | 0
1 | 28 | 6 | 0 | 0 | 11.7 | 3.6 | 0 | 11.7 | 0 | 0 | 0 | 0 | 0
1 | 28 | 7 | 5 | 1 | 11.1 | 3.6 | 3.086 | 9.558 | 25.749 | 0 | 0 | 0 | 0
1 | 28 | 8 | 0 | 55 | 12.8 | 3.1 | 50.959 | 12.295 | 457.734 | 393.487 | 0 | 0 | 357.1286
1 | 28 | 9 | 0 | 122 | 13.9 | 3.6 | 115.598 | 15.057 | 1028.741 | 952.779 | 0 | 0 | 805.8439
1 | 28 | 10 | 23 | 221 | 14.4 | 0 | 235.696 | 22.673 | 2042.923 | 1943.413 | 250.5212 | 216.8362 | 1625.1959
1 | 28 | 11 | 18 | 234 | 17.8 | 3.1 | 242.779 | 22.582 | 2105.45 | 2004.373 | 218.4468 | 189.9244 | 1694.9081
1 | 28 | 12 | 222 | 295 | 18.3 | 3.1 | 544.104 | 30.157 | 4594.289 | 4420.035 | 2821.976 | 2459.3806 | 3686.7186
1 | 28 | 13 | 24 | 234 | 18.3 | 3.1 | 247.943 | 23.982 | 2139.805 | 2037.861 | 307.0505 | 267.5551 | 1749.8915
1 | 28 | 14 | 124 | 271 | 17.8 | 3.6 | 396.793 | 25.832 | 3400.609 | 3264.086 | 1538.9966 | 1339.2351 | 2745.2804
1 | 28 | 15 | 71 | 198 | 17.8 | 4.6 | 261.691 | 22.523 | 2266.189 | 2161.024 | 811.0615 | 705.3582 | 1815.2072
1 | 28 | 16 | 360 | 114 | 17.2 | 5.7 | 325.462 | 22.275 | 2766.065 | 2647.623 | 3537.3324 | 3019.8694 | 2944.7401
1 | 28 | 17 | 170 | 15 | 16.1 | 5.2 | 84.032 | 16.924 | 677.615 | 608.989 | 1363.7705 | 1148.7168 | 956.1644
1 | 28 | 18 | 0 | 0 | 15.6 | 3.1 | 0 | 15.6 | 0 | 0 | 0 | 0 | 0
1 | 28 | 19 | 0 | 0 | 14.4 | 0 | 0 | 14.4 | 0 | 0 | 0 | 0 | 0
1 | 28 | 20 | 0 | 0 | 13.9 | 0 | 0 | 13.9 | 0 | 0 | 0 | 0 | 0
1 | 28 | 21 | 0 | 0 | 13.3 | 0 | 0 | 13.3 | 0 | 0 | 0 | 0 | 0
1 | 28 | 22 | 0 | 0 | 13.3 | 0 | 0 | 13.3 | 0 | 0 | 0 | 0 | 0
1 | 28 | 23 | 0 | 0 | 12.2 | 0 | 0 | 12.2 | 0 | 0 | 0 | 0 | 0
1 | 29 | 0 | 0 | 0 | 11.1 | 1.5 | 0 | 11.1 | 0 | 0 | 0 | 0 | 0
1 | 29 | 1 | 0 | 0 | 11.1 | 2.1 | 0 | 11.1 | 0 | 0 | 0 | 0 | 0
1 | 29 | 2 | 0 | 0 | 11.1 | 0 | 0 | 11.1 | 0 | 0 | 0 | 0 | 0
1 | 29 | 3 | 0 | 0 | 10 | 0 | 0 | 10 | 0 | 0 | 0 | 0 | 0
1 | 29 | 4 | 0 | 0 | 11.1 | 2.6 | 0 | 11.1 | 0 | 0 | 0 | 0 | 0
1 | 29 | 5 | 0 | 0 | 10.6 | 2.6 | 0 | 10.6 | 0 | 0 | 0 | 0 | 0
1 | 29 | 6 | 0 | 0 | 10.6 | 3.1 | 0 | 10.6 | 0 | 0 | 0 | 0 | 0
1 | 29 | 7 | 0 | 0 | 10 | 0 | 0 | 10 | 0 | 0 | 0 | 0 | 0
1 | 29 | 8 | 0 | 45 | 10.6 | 0 | 40.252 | 8.224 | 366.492 | 304.015 | 0 | 0 | 292.2399
1 | 29 | 9 | 6 | 125 | 11.1 | 2.6 | 122.522 | 12.489 | 1099.309 | 1021.822 | 54.891 | 46.6326 | 860.0206
1 | 29 | 10 | 23 | 195 | 12.2 | 1.5 | 206.567 | 16.698 | 1827.519 | 1733.303 | 250.9446 | 217.2599 | 1452.3819
1 | 29 | 11 | 344 | 281 | 12.8 | 4.1 | 646.674 | 25.786 | 5543.923 | 5336.182 | 4181.3964 | 3635.4125 | 4417.6914
1 | 29 | 12 | 775 | 160 | 12.8 | 3.6 | 962.23 | 34.255 | 8005.336 | 7696.493 | 9866.1459 | 8598.3557 | 7069.0611
1 | 29 | 13 | 911 | 109 | 15 | 4.6 | 1007.902 | 35.826 | 8336.018 | 8012.019 | 11673.2953 | 10171.0006 | 7828.0633
1 | 29 | 14 | 743 | 136 | 14.4 | 1.5 | 821.179 | 39.357 | 6696.813 | 6444.288 | 9238.5788 | 8040.6107 | 6524.5108
1 | 29 | 15 | 825 | 92 | 13.9 | 4.6 | 713.419 | 28.552 | 6015.648 | 5790.131 | 9447.9805 | 8217.537 | 6378.4872
1 | 29 | 16 | 813 | 59 | 15 | 6.7 | 507.213 | 23.075 | 4258.095 | 4094.958 | 8011.9894 | 6841.0871 | 5346.8666
1 | 29 | 17 | 393 | 8 | 13.3 | 3.6 | 137.143 | 16.023 | 1064.25 | 987.523 | 3161.4 | 2662.4479 | 2041.1291
1 | 29 | 18 | 0 | 0 | 13.3 | 4.1 | 0 | 13.3 | 0 | 0 | 0 | 0 | 0
1 | 29 | 19 | 0 | 0 | 12.2 | 5.7 | 0 | 12.2 | 0 | 0 | 0 | 0 | 0
1 | 29 | 20 | 0 | 0 | 12.2 | 3.1 | 0 | 12.2 | 0 | 0 | 0 | 0 | 0
1 | 29 | 21 | 0 | 0 | 11.7 | 2.6 | 0 | 11.7 | 0 | 0 | 0 | 0 | 0
1 | 29 | 22 | 0 | 0 | 11.7 | 3.1 | 0 | 11.7 | 0 | 0 | 0 | 0 | 0
1 | 29 | 23 | 0 | 0 | 11.7 | 3.1 | 0 | 11.7 | 0 | 0 | 0 | 0 | 0
1 | 30 | 0 | 0 | 0 | 11.1 | 1.5 | 0 | 11.1 | 0 | 0 | 0 | 0 | 0
1 | 30 | 1 | 0 | 0 | 10 | 2.1 | 0 | 10 | 0 | 0 | 0 | 0 | 0
1 | 30 | 2 | 0 | 0 | 10.6 | 1.5 | 0 | 10.6 | 0 | 0 | 0 | 0 | 0
1 | 30 | 3 | 0 | 0 | 8.3 | 5.7 | 0 | 8.3 | 0 | 0 | 0 | 0 | 0
1 | 30 | 4 | 0 | 0 | 7.8 | 6.2 | 0 | 7.8 | 0 | 0 | 0 | 0 | 0
1 | 30 | 5 | 0 | 0 | 7.2 | 5.7 | 0 | 7.2 | 0 | 0 | 0 | 0 | 0
1 | 30 | 6 | 0 | 0 | 6.7 | 4.6 | 0 | 6.7 | 0 | 0 | 0 | 0 | 0
1 | 30 | 7 | 90 | 1 | 5.6 | 5.2 | 25.704 | 4.891 | 195.637 | 136.397 | 0 | 0 | 0
1 | 30 | 8 | 20 | 62 | 5.6 | 5.2 | 71.155 | 5.59 | 648.495 | 580.459 | 149.1001 | 125.9733 | 497.119
1 | 30 | 9 | 0 | 56 | 6.1 | 5.7 | 49.885 | 5.774 | 457.876 | 393.628 | 0 | 0 | 369.9707
1 | 30 | 10 | 35 | 205 | 6.7 | 5.7 | 240.707 | 9.832 | 2179.087 | 2076.148 | 382.539 | 331.2781 | 1599.7047
1 | 30 | 11 | 0 | 114 | 7.2 | 5.7 | 103.178 | 8.096 | 939.83 | 865.765 | 0 | 0 | 761.0712
1 | 30 | 12 | 102 | 297 | 7.2 | 5.2 | 412.849 | 13.902 | 3688.172 | 3543.003 | 1300.463 | 1133.3236 | 2774.8482
1 | 30 | 13 | 717 | 198 | 9.4 | 6.7 | 932.108 | 24.086 | 8038.988 | 7728.62 | 9201.7985 | 8016.8679 | 6919.486
1 | 30 | 14 | 823 | 103 | 11.7 | 5.7 | 847.517 | 27.108 | 7222.975 | 6948.506 | 10252.1407 | 8924.1097 | 6920.481
1 | 30 | 15 | 567 | 166 | 11.1 | 4.6 | 612.396 | 23.745 | 5259.683 | 5062.288 | 6509.562 | 5662.3286 | 5077.9184
1 | 30 | 16 | 764 | 88 | 10 | 4.1 | 516.297 | 20.999 | 4376.964 | 4209.941 | 7551.0557 | 6448.6216 | 5252.2955
1 | 30 | 17 | 377 | 13 | 9.4 | 6.2 | 140.377 | 11.25 | 1116.544 | 1038.682 | 3040.9478 | 2560.6188 | 1997.7929
1 | 30 | 18 | 0 | 0 | 8.3 | 2.1 | 0 | 8.3 | 0 | 0 | 0 | 0 | 0
1 | 30 | 19 | 0 | 0 | 7.8 | 0 | 0 | 7.8 | 0 | 0 | 0 | 0 | 0
1 | 30 | 20 | 0 | 0 | 8.3 | 3.6 | 0 | 8.3 | 0 | 0 | 0 | 0 | 0
1 | 30 | 21 | 0 | 0 | 7.2 | 3.6 | 0 | 7.2 | 0 | 0 | 0 | 0 | 0
1 | 30 | 22 | 0 | 0 | 6.7 | 1.5 | 0 | 6.7 | 0 | 0 | 0 | 0 | 0
1 | 30 | 23 | 0 | 0 | 6.7 | 1.5 | 0 | 6.7 | 0 | 0 | 0 | 0 | 0
1 | 31 | 0 | 0 | 0 | 5 | 0 | 0 | 5 | 0 | 0 | 0 | 0 | 0
1 | 31 | 1 | 0 | 0 | 5 | 2.1 | 0 | 5 | 0 | 0 | 0 | 0 | 0
1 | 31 | 2 | 0 | 0 | 4.4 | 2.1 | 0 | 4.4 | 0 | 0 | 0 | 0 | 0
1 | 31 | 3 | 0 | 0 | 2.8 | 0 | 0 | 2.8 | 0 | 0 | 0 | 0 | 0
1 | 31 | 4 | 0 | 0 | 2.8 | 0 | 0 | 2.8 | 0 | 0 | 0 | 0 | 0
1 | 31 | 5 | 0 | 0 | 2.8 | 2.6 | 0 | 2.8 | 0 | 0 | 0 | 0 | 0
1 | 31 | 6 | 0 | 0 | 2.8 | 3.1 | 0 | 2.8 | 0 | 0 | 0 | 0 | 0
1 | 31 | 7 | 147 | 1 | 2.8 | 3.1 | 40.575 | 2.292 | 308.908 | 247.533 | 0 | 0 | 0
1 | 31 | 8 | 647 | 30 | 4.4 | 2.6 | 329.845 | 11.107 | 2815.577 | 2695.773 | 4831.4632 | 4082.1484 | 3253.6954
1 | 31 | 9 | 789 | 56 | 6.7 | 3.1 | 592.935 | 20.087 | 5121.145 | 4928.691 | 7243.2895 | 6155.8102 | 4891.7689
1 | 31 | 10 | 899 | 65 | 7.8 | 2.6 | 816.698 | 28.142 | 6925.145 | 6663.213 | 9843.4869 | 8526.7022 | 6466.7386
1 | 31 | 11 | 920 | 84 | 9.4 | 4.1 | 956.386 | 30.282 | 8067.369 | 7755.712 | 11219.2721 | 9754.4691 | 7380.538
1 | 31 | 12 | 949 | 74 | 10 | 1.5 | 1013.627 | 40.12 | 8253.901 | 7933.701 | 12117.7435 | 10559.8727 | 7864.2697
1 | 31 | 13 | 899 | 96 | 10.6 | 2.6 | 974.058 | 35.686 | 8060.382 | 7749.042 | 11555.609 | 10066.5976 | 7669.855
1 | 31 | 14 | 884 | 86 | 12.2 | 2.6 | 880.945 | 34.909 | 7301.193 | 7023.381 | 11032.2154 | 9604.6226 | 7281.3944
1 | 31 | 15 | 920 | 66 | 12.2 | 2.1 | 747.856 | 32.826 | 6208.687 | 5975.676 | 10588.4629 | 9211.0855 | 6897.6221
1 | 31 | 16 | 739 | 78 | 11.7 | 3.1 | 494.455 | 23.732 | 4151.835 | 3992.133 | 7325.0391 | 6256.7094 | 5044.5172
1 | 31 | 17 | 372 | 12 | 11.7 | 0 | 136.598 | 19.814 | 1053.04 | 976.555 | 3008.6843 | 2533.0968 | 1970.6996
1 | 31 | 18 | 0 | 0 | 11.1 | 0 | 0 | 11.1 | 0 | 0 | 0 | 0 | 0
1 | 31 | 19 | 0 | 0 | 9.4 | 2.6 | 0 | 9.4 | 0 | 0 | 0 | 0 | 0
1 | 31 | 20 | 0 | 0 | 8.3 | 1.5 | 0 | 8.3 | 0 | 0 | 0 | 0 | 0
1 | 31 | 21 | 0 | 0 | 9.1 | 1.7 | 0 | 9.1 | 0 | 0 | 0 | 0 | 0
1 | 31 | 22 | 0 | 0 | 9.9 | 2 | 0 | 9.9 | 0 | 0 | 0 | 0 | 0
1 | 31 | 23 | 0 | 0 | 10.7 | 2.2 | 0 | 10.7 | 0 | 0 | 0 | 0 | 0
2 | 1 | 0 | 0 | 0 | 11.5 | 2.4 | 0 | 11.5 | 0 | 0 | 0 | 0 | 0
2 | 1 | 1 | 0 | 0 | 12.3 | 2.6 | 0 | 12.3 | 0 | 0 | 0 | 0 | 0
2 | 1 | 2 | 0 | 0 | 13.1 | 2.9 | 0 | 13.1 | 0 | 0 | 0 | 0 | 0
2 | 1 | 3 | 0 | 0 | 13.9 | 3.1 | 0 | 13.9 | 0 | 0 | 0 | 0 | 0
2 | 1 | 4 | 0 | 0 | 13.3 | 3.1 | 0 | 13.3 | 0 | 0 | 0 | 0 | 0
2 | 1 | 5 | 0 | 0 | 13.3 | 1.5 | 0 | 13.3 | 0 | 0 | 0 | 0 | 0
2 | 1 | 6 | 0 | 0 | 12.8 | 1.5 | 0 | 12.8 | 0 | 0 | 0 | 0 | 0
2 | 1 | 7 | 1 | 10 | 13.3 | 0 | 9.129 | 11.64 | 81.73 | 24.592 | 0 | 0 | 0
2 | 1 | 8 | 247 | 78 | 13.9 | 2.6 | 204.404 | 17.324 | 1745.647 | 1653.402 | 1847.6635 | 1561.1329 | 1676.312
2 | 1 | 9 | 679 | 94 | 16.1 | 2.1 | 569.497 | 29.998 | 4757.449 | 4577.659 | 6244.9273 | 5308.3395 | 4518.9358
2 | 1 | 10 | 714 | 126 | 17.8 | 2.1 | 750.963 | 37.356 | 6162.797 | 5931.58 | 7832.3544 | 6786.3957 | 5639.542
2 | 1 | 11 | 760 | 140 | 18.3 | 1.5 | 890.85 | 43.982 | 7148.075 | 6876.787 | 9283.5298 | 8071.6608 | 6577.7279
2 | 1 | 12 | 636 | 221 | 20 | 2.6 | 892.638 | 42.434 | 7207.006 | 6933.217 | 8133.4591 | 7087.3965 | 6423.1156
2 | 1 | 13 | 621 | 215 | 20.6 | 2.1 | 857.851 | 43.611 | 6894.864 | 6634.19 | 7994.7459 | 6963.8527 | 6299.0376
2 | 1 | 14 | 532 | 202 | 21.1 | 2.6 | 710.331 | 39.155 | 5799.108 | 5581.846 | 6651.4239 | 5791.6074 | 5392.9366
2 | 1 | 15 | 426 | 163 | 21.1 | 2.1 | 509.202 | 34.916 | 4205.896 | 4044.451 | 4914.9879 | 4275.9146 | 4083.7453
2 | 1 | 16 | 256 | 95 | 21.1 | 2.1 | 247.626 | 27.575 | 2069.849 | 1969.665 | 2544.7319 | 2173.9904 | 2202.3934
2 | 1 | 17 | 85 | 31 | 20 | 2.6 | 68.344 | 20.76 | 563.825 | 497.487 | 689.292 | 580.2605 | 636.3669
2 | 1 | 18 | 0 | 0 | 18.3 | 2.1 | 0 | 18.3 | 0 | 0 | 0 | 0 | 0
2 | 1 | 19 | 0 | 0 | 17.8 | 0 | 0 | 17.8 | 0 | 0 | 0 | 0 | 0
2 | 1 | 20 | 0 | 0 | 16.7 | 0 | 0 | 16.7 | 0 | 0 | 0 | 0 | 0
2 | 1 | 21 | 0 | 0 | 16.1 | 0 | 0 | 16.1 | 0 | 0 | 0 | 0 | 0
2 | 1 | 22 | 0 | 0 | 15 | 0 | 0 | 15 | 0 | 0 | 0 | 0 | 0
2 | 1 | 23 | 0 | 0 | 15 | 0 | 0 | 15 | 0 | 0 | 0 | 0 | 0
2 | 2 | 0 | 0 | 0 | 13.9 | 3.1 | 0 | 13.9 | 0 | 0 | 0 | 0 | 0
2 | 2 | 1 | 0 | 0 | 13.3 | 3.1 | 0 | 13.3 | 0 | 0 | 0 | 0 | 0
2 | 2 | 2 | 0 | 0 | 12.8 | 3.1 | 0 | 12.8 | 0 | 0 | 0 | 0 | 0
2 | 2 | 3 | 0 | 0 | 12.2 | 2.6 | 0 | 12.2 | 0 | 0 | 0 | 0 | 0
2 | 2 | 4 | 0 | 0 | 12.2 | 3.1 | 0 | 12.2 | 0 | 0 | 0 | 0 | 0
2 | 2 | 5 | 0 | 0 | 11.7 | 3.6 | 0 | 11.7 | 0 | 0 | 0 | 0 | 0
2 | 2 | 6 | 0 | 0 | 11.7 | 3.6 | 0 | 11.7 | 0 | 0 | 0 | 0 | 0
2 | 2 | 7 | 97 | 16 | 11.7 | 2.6 | 50.16 | 11.312 | 408.297 | 345.013 | 0 | 0 | 0
2 | 2 | 8 | 547 | 42 | 13.3 | 3.1 | 303.566 | 19.033 | 2534.399 | 2422.215 | 4099.1023 | 3463.4569 | 2867.0056
2 | 2 | 9 | 747 | 63 | 15 | 2.1 | 574.807 | 29.363 | 4807.916 | 4626.396 | 6883.4434 | 5852.1998 | 4711.8058
2 | 2 | 10 | 838 | 79 | 16.7 | 1.5 | 792.819 | 39.282 | 6458.716 | 6215.812 | 9210.1226 | 7982.2653 | 6170.0689
2 | 2 | 11 | 874 | 95 | 18.3 | 1.5 | 938.142 | 45.349 | 7488.663 | 7202.755 | 10694.072 | 9298.4326 | 7134.6788
2 | 2 | 12 | 900 | 93 | 19.4 | 0 | 991.833 | 57.277 | 7564.541 | 7275.321 | 11527.2957 | 10044.019 | 7632.3469
2 | 2 | 13 | 841 | 117 | 21.1 | 3.6 | 955.909 | 42.854 | 7704.353 | 7408.981 | 10843.9758 | 9444.6727 | 7377.4524
2 | 2 | 14 | 802 | 144 | 21.7 | 5.7 | 885.036 | 37.872 | 7257.862 | 6981.905 | 10045.3739 | 8748.1472 | 7069.2217
2 | 2 | 15 | 683 | 100 | 21.7 | 4.1 | 629.177 | 35.552 | 5177.431 | 4982.978 | 7899.3511 | 6872.5964 | 5482.0082
2 | 2 | 16 | 653 | 51 | 21.1 | 3.6 | 417.976 | 30.44 | 3424.375 | 3287.148 | 6509.3248 | 5562.0403 | 4358.3243
2 | 2 | 17 | 279 | 26 | 20 | 3.1 | 130.63 | 22.603 | 1026.015 | 950.111 | 2268.4172 | 1909.3834 | 1596.4562
2 | 2 | 18 | 0 | 0 | 18.3 | 2.6 | 0 | 18.3 | 0 | 0 | 0 | 0 | 0
2 | 2 | 19 | 0 | 0 | 16.7 | 1.5 | 0 | 16.7 | 0 | 0 | 0 | 0 | 0
2 | 2 | 20 | 0 | 0 | 16.1 | 1 | 0 | 16.1 | 0 | 0 | 0 | 0 | 0
2 | 2 | 21 | 0 | 0 | 15.6 | 0 | 0 | 15.6 | 0 | 0 | 0 | 0 | 0
2 | 2 | 22 | 0 | 0 | 15 | 0 | 0 | 15 | 0 | 0 | 0 | 0 | 0
2 | 2 | 23 | 0 | 0 | 13.9 | 2.1 | 0 | 13.9 | 0 | 0 | 0 | 0 | 0
2 | 3 | 0 | 0 | 0 | 13.3 | 2.1 | 0 | 13.3 | 0 | 0 | 0 | 0 | 0
2 | 3 | 1 | 0 | 0 | 12.2 | 2.1 | 0 | 12.2 | 0 | 0 | 0 | 0 | 0
2 | 3 | 2 | 0 | 0 | 12.2 | 3.1 | 0 | 12.2 | 0 | 0 | 0 | 0 | 0
2 | 3 | 3 | 0 | 0 | 11.7 | 3.1 | 0 | 11.7 | 0 | 0 | 0 | 0 | 0
2 | 3 | 4 | 0 | 0 | 10.6 | 2.6 | 0 | 10.6 | 0 | 0 | 0 | 0 | 0
2 | 3 | 5 | 0 | 0 | 10 | 3.1 | 0 | 10 | 0 | 0 | 0 | 0 | 0
2 | 3 | 6 | 0 | 0 | 10 | 3.1 | 0 | 10 | 0 | 0 | 0 | 0 | 0
2 | 3 | 7 | 94 | 16 | 10 | 3.6 | 49.209 | 9.755 | 402.997 | 339.816 | 0 | 0 | 0
2 | 3 | 8 | 542 | 44 | 11.7 | 4.1 | 305.649 | 16.942 | 2572.313 | 2459.118 | 4069.1071 | 3438.121 | 2860.5241
2 | 3 | 9 | 747 | 66 | 13.9 | 3.6 | 578.72 | 26.151 | 4896.56 | 4711.98 | 6897.0162 | 5864.8461 | 4739.2423
2 | 3 | 10 | 848 | 83 | 15 | 2.1 | 806.494 | 36.072 | 6648.095 | 6397.554 | 9338.2634 | 8095.4232 | 6274.3066
2 | 3 | 11 | 885 | 93 | 17.2 | 1.5 | 937.773 | 44.351 | 7513.904 | 7226.897 | 10847.1516 | 9432.0419 | 7214.3822
2 | 3 | 12 | 902 | 97 | 18.9 | 1.5 | 999.703 | 47.968 | 7904.721 | 7600.416 | 11570.7509 | 10081.0362 | 7685.6133
2 | 3 | 13 | 904 | 95 | 20.6 | 2.6 | 981.152 | 45.321 | 7834.958 | 7533.778 | 11674.5258 | 10166.9541 | 7735.7202
2 | 3 | 14 | 874 | 87 | 21.1 | 4.6 | 877.073 | 39.332 | 7153.244 | 6881.738 | 10966.994 | 9552.1349 | 7249.1087
2 | 3 | 15 | 812 | 73 | 21.1 | 1.5 | 687.859 | 41.745 | 5530.175 | 5322.941 | 9413.983 | 8190.681 | 6223.8336
2 | 3 | 16 | 659 | 53 | 20.6 | 3.1 | 424.106 | 30.741 | 3472.01 | 3333.366 | 6587.3657 | 5629.8385 | 4418.3699
2 | 3 | 17 | 278 | 27 | 19.4 | 2.1 | 130.914 | 22.508 | 1028.852 | 952.888 | 2266.11 | 1907.2517 | 1601.4074
2 | 3 | 18 | 0 | 0 | 17.8 | 1.5 | 0 | 17.8 | 0 | 0 | 0 | 0 | 0
2 | 3 | 19 | 0 | 0 | 16.7 | 0 | 0 | 16.7 | 0 | 0 | 0 | 0 | 0
2 | 3 | 20 | 0 | 0 | 15.6 | 0 | 0 | 15.6 | 0 | 0 | 0 | 0 | 0
2 | 3 | 21 | 0 | 0 | 15.6 | 2.1 | 0 | 15.6 | 0 | 0 | 0 | 0 | 0
2 | 3 | 22 | 0 | 0 | 15 | 2.6 | 0 | 15 | 0 | 0 | 0 | 0 | 0
2 | 3 | 23 | 0 | 0 | 13.9 | 2.6 | 0 | 13.9 | 0 | 0 | 0 | 0 | 0
2 | 4 | 0 | 0 | 0 | 15 | 2.1 | 0 | 15 | 0 | 0 | 0 | 0 | 0
2 | 4 | 1 | 0 | 0 | 13.9 | 2.1 | 0 | 13.9 | 0 | 0 | 0 | 0 | 0
2 | 4 | 2 | 0 | 0 | 13.3 | 3.1 | 0 | 13.3 | 0 | 0 | 0 | 0 | 0
2 | 4 | 3 | 0 | 0 | 12.8 | 3.1 | 0 | 12.8 | 0 | 0 | 0 | 0 | 0
2 | 4 | 4 | 0 | 0 | 11.7 | 0 | 0 | 11.7 | 0 | 0 | 0 | 0 | 0
2 | 4 | 5 | 0 | 0 | 11.7 | 3.1 | 0 | 11.7 | 0 | 0 | 0 | 0 | 0
2 | 4 | 6 | 0 | 0 | 10 | 5.7 | 0 | 10 | 0 | 0 | 0 | 0 | 0
2 | 4 | 7 | 10 | 17 | 10 | 3.6 | 18.55 | 9.039 | 163.859 | 105.21 | 0 | 0 | 0
2 | 4 | 8 | 125 | 95 | 10.6 | 3.1 | 164.078 | 12.868 | 1440.533 | 1355.433 | 940.2214 | 794.4195 | 1212.3312
2 | 4 | 9 | 506 | 124 | 12.2 | 1.5 | 486.16 | 24.985 | 4140.292 | 3980.96 | 4681.3791 | 3981.5374 | 3739.7176
2 | 4 | 10 | 478 | 203 | 13.9 | 2.1 | 639.945 | 30.525 | 5386.292 | 5184.322 | 5274.3358 | 4573.5382 | 4583.2101
2 | 4 | 11 | 208 | 242 | 14.4 | 1.5 | 457.705 | 28.173 | 3891.397 | 3739.948 | 2553.7851 | 2220.7726 | 3168.1392
2 | 4 | 12 | 4 | 243 | 14.4 | 1.5 | 236.457 | 21.164 | 2060.824 | 1960.866 | 51.3911 | 44.7704 | 1654.5718
2 | 4 | 13 | 83 | 281 | 14.4 | 4.6 | 372.577 | 21.064 | 3248.03 | 3115.98 | 1073.5573 | 934.8272 | 2530.2494
2 | 4 | 14 | 638 | 185 | 15.6 | 3.6 | 784.542 | 32.515 | 6561.354 | 6314.326 | 8020.0388 | 6986.3176 | 6112.0461
2 | 4 | 15 | 411 | 174 | 16.1 | 2.1 | 511.434 | 30.304 | 4296.446 | 4132.061 | 4776.3203 | 4155.7719 | 4070.6594
2 | 4 | 16 | 392 | 106 | 16.1 | 4.1 | 341.84 | 23.137 | 2897.009 | 2774.948 | 3929.1424 | 3358.7028 | 3128.2963
2 | 4 | 17 | 65 | 37 | 14.4 | 3.1 | 63.994 | 15.135 | 543.645 | 477.707 | 531.1894 | 447.0333 | 576.2593
2 | 4 | 18 | 0 | 0 | 13.9 | 2.1 | 0 | 13.9 | 0 | 0 | 0 | 0 | 0
2 | 4 | 19 | 0 | 0 | 13.3 | 0 | 0 | 13.3 | 0 | 0 | 0 | 0 | 0
2 | 4 | 20 | 0 | 0 | 13.3 | 2.1 | 0 | 13.3 | 0 | 0 | 0 | 0 | 0
2 | 4 | 21 | 0 | 0 | 12.2 | 3.1 | 0 | 12.2 | 0 | 0 | 0 | 0 | 0
2 | 4 | 22 | 0 | 0 | 11.1 | 4.1 | 0 | 11.1 | 0 | 0 | 0 | 0 | 0
2 | 4 | 23 | 0 | 0 | 10 | 3.6 | 0 | 10 | 0 | 0 | 0 | 0 | 0
2 | 5 | 0 | 0 | 0 | 8.9 | 3.1 | 0 | 8.9 | 0 | 0 | 0 | 0 | 0
2 | 5 | 1 | 0 | 0 | 8.9 | 3.6 | 0 | 8.9 | 0 | 0 | 0 | 0 | 0
2 | 5 | 2 | 0 | 0 | 8.3 | 3.1 | 0 | 8.3 | 0 | 0 | 0 | 0 | 0
2 | 5 | 3 | 0 | 0 | 7.8 | 4.1 | 0 | 7.8 | 0 | 0 | 0 | 0 | 0
2 | 5 | 4 | 0 | 0 | 7.2 | 3.6 | 0 | 7.2 | 0 | 0 | 0 | 0 | 0
2 | 5 | 5 | 0 | 0 | 7.2 | 2.6 | 0 | 7.2 | 0 | 0 | 0 | 0 | 0
2 | 5 | 6 | 0 | 0 | 6.7 | 2.6 | 0 | 6.7 | 0 | 0 | 0 | 0 | 0
2 | 5 | 7 | 216 | 13 | 6.7 | 3.6 | 77.837 | 6.928 | 611.748 | 544.451 | 0 | 0 | 0
2 | 5 | 8 | 701 | 29 | 9.4 | 4.1 | 352.173 | 15.703 | 2958.315 | 2834.54 | 5282.9824 | 4463.6821 | 3529.6816
2 | 5 | 9 | 853 | 43 | 10.6 | 3.1 | 614.592 | 24.474 | 5226.463 | 5030.258 | 7908.266 | 6727.2763 | 5215.9417
2 | 5 | 10 | 933 | 55 | 12.2 | 4.1 | 835.375 | 30.039 | 7036.595 | 6770.007 | 10315.9915 | 8947.5604 | 6684.5775
2 | 5 | 11 | 961 | 62 | 13.9 | 2.6 | 971.899 | 38.308 | 7964.024 | 7657.048 | 11819.5235 | 10279.1108 | 7598.5332
2 | 5 | 12 | 983 | 65 | 16.1 | 3.1 | 1041.452 | 40.985 | 8453.767 | 8124.281 | 12648.9795 | 11018.3 | 8127.8572
2 | 5 | 13 | 849 | 121 | 16.1 | 1.5 | 971.477 | 44.974 | 7768.181 | 7469.978 | 10998.3729 | 9576.1727 | 7498.209
2 | 5 | 14 | 718 | 148 | 17.2 | 3.1 | 819.755 | 37.091 | 6742.585 | 6488.189 | 9041.793 | 7877.353 | 6486.3921
2 | 5 | 15 | 718 | 88 | 17.2 | 3.1 | 642.396 | 32.716 | 5340.698 | 5140.382 | 8363.6661 | 7277.1483 | 5681.6096
2 | 5 | 16 | 689 | 47 | 17.2 | 5.7 | 433.997 | 24.774 | 3627.562 | 3484.238 | 6924.6356 | 5920.5804 | 4583.9333
2 | 5 | 17 | 472 | 19 | 16.7 | 3.1 | 175.022 | 20.366 | 1345.607 | 1262.664 | 3866.8697 | 3254.0223 | 2554.7781
2 | 5 | 18 | 0 | 0 | 15 | 2.1 | 0 | 15 | 0 | 0 | 0 | 0 | 0
2 | 5 | 19 | 0 | 0 | 13.9 | 2.6 | 0 | 13.9 | 0 | 0 | 0 | 0 | 0
2 | 5 | 20 | 0 | 0 | 13.3 | 2.1 | 0 | 13.3 | 0 | 0 | 0 | 0 | 0
2 | 5 | 21 | 0 | 0 | 13.3 | 2.1 | 0 | 13.3 | 0 | 0 | 0 | 0 | 0
2 | 5 | 22 | 0 | 0 | 12.2 | 3.6 | 0 | 12.2 | 0 | 0 | 0 | 0 | 0
2 | 5 | 23 | 0 | 0 | 11.1 | 3.6 | 0 | 11.1 | 0 | 0 | 0 | 0 | 0
2 | 6 | 0 | 0 | 0 | 11.1 | 3.1 | 0 | 11.1 | 0 | 0 | 0 | 0 | 0
2 | 6 | 1 | 0 | 0 | 10 | 3.6 | 0 | 10 | 0 | 0 | 0 | 0 | 0
2 | 6 | 2 | 0 | 0 | 9.4 | 3.6 | 0 | 9.4 | 0 | 0 | 0 | 0 | 0
2 | 6 | 3 | 0 | 0 | 9.4 | 4.1 | 0 | 9.4 | 0 | 0 | 0 | 0 | 0
2 | 6 | 4 | 0 | 0 | 9.4 | 4.1 | 0 | 9.4 | 0 | 0 | 0 | 0 | 0
2 | 6 | 5 | 0 | 0 | 9.4 | 4.1 | 0 | 9.4 | 0 | 0 | 0 | 0 | 0
2 | 6 | 6 | 0 | 0 | 9.4 | 3.6 | 0 | 9.4 | 0 | 0 | 0 | 0 | 0
2 | 6 | 7 | 7 | 17 | 9.4 | 4.1 | 17.627 | 8.549 | 157.083 | 98.559 | 0 | 0 | 0
2 | 6 | 8 | 74 | 116 | 10.6 | 4.1 | 162.46 | 12.622 | 1439.698 | 1354.616 | 558.7964 | 472.1266 | 1107.7009
2 | 6 | 9 | 148 | 179 | 12.8 | 2.6 | 294.574 | 18.95 | 2574.873 | 2461.609 | 1375.081 | 1169.9479 | 2040.8406
2 | 6 | 10 | 390 | 216 | 15.6 | 7.2 | 569.347 | 23.85 | 4907.247 | 4722.296 | 4321.1792 | 3748.8906 | 4085.0812
2 | 6 | 11 | 775 | 177 | 15.6 | 7.2 | 949.906 | 30.139 | 8018.212 | 7708.787 | 9548.6072 | 8304.9544 | 6986.093
2 | 6 | 12 | 508 | 258 | 16.7 | 7.7 | 812.677 | 28.929 | 6892.068 | 6631.511 | 6546.9797 | 5702.3544 | 5705.7394
2 | 6 | 13 | 177 | 336 | 15.6 | 7.7 | 544.349 | 23.619 | 4703.485 | 4525.537 | 2296.488 | 1999.3543 | 3641.5844
2 | 6 | 14 | 86 | 168 | 14.4 | 8.2 | 255.026 | 17.611 | 2248.813 | 2144.094 | 1084.9186 | 945.3015 | 1781.8194
2 | 6 | 15 | 70 | 214 | 13.3 | 7.2 | 275.791 | 16.842 | 2435.983 | 2326.403 | 817.2901 | 711.1184 | 1925.2932
2 | 6 | 16 | 89 | 100 | 12.2 | 5.7 | 155.838 | 14.151 | 1376.732 | 1293.085 | 896.8366 | 766.97 | 1216.9499
2 | 6 | 17 | 25 | 35 | 11.7 | 4.1 | 43.619 | 11.41 | 382.885 | 320.092 | 205.3147 | 172.7662 | 358.3907
2 | 6 | 18 | 0 | 0 | 11.7 | 4.6 | 0 | 11.7 | 0 | 0 | 0 | 0 | 0
2 | 6 | 19 | 0 | 0 | 11.1 | 5.2 | 0 | 11.1 | 0 | 0 | 0 | 0 | 0
2 | 6 | 20 | 0 | 0 | 10.6 | 6.2 | 0 | 10.6 | 0 | 0 | 0 | 0 | 0
2 | 6 | 21 | 0 | 0 | 10 | 6.2 | 0 | 10 | 0 | 0 | 0 | 0 | 0
2 | 6 | 22 | 0 | 0 | 9.4 | 4.1 | 0 | 9.4 | 0 | 0 | 0 | 0 | 0
2 | 6 | 23 | 0 | 0 | 7.8 | 3.1 | 0 | 7.8 | 0 | 0 | 0 | 0 | 0
2 | 7 | 0 | 0 | 0 | 5.6 | 1.5 | 0 | 5.6 | 0 | 0 | 0 | 0 | 0
2 | 7 | 1 | 0 | 0 | 5 | 2.6 | 0 | 5 | 0 | 0 | 0 | 0 | 0
2 | 7 | 2 | 0 | 0 | 5 | 1.5 | 0 | 5 | 0 | 0 | 0 | 0 | 0
2 | 7 | 3 | 0 | 0 | 4.4 | 1.5 | 0 | 4.4 | 0 | 0 | 0 | 0 | 0
2 | 7 | 4 | 0 | 0 | 4.4 | 3.6 | 0 | 4.4 | 0 | 0 | 0 | 0 | 0
2 | 7 | 5 | 0 | 0 | 3.9 | 4.1 | 0 | 3.9 | 0 | 0 | 0 | 0 | 0
2 | 7 | 6 | 0 | 0 | 3.3 | 3.6 | 0 | 3.3 | 0 | 0 | 0 | 0 | 0
2 | 7 | 7 | 196 | 15 | 3.3 | 4.1 | 75.523 | 3.393 | 606.126 | 538.942 | 0 | 0 | 0
2 | 7 | 8 | 659 | 34 | 6.7 | 3.6 | 340.565 | 13.075 | 2891.431 | 2769.525 | 4986.3963 | 4212.8754 | 3373.3314
2 | 7 | 9 | 849 | 50 | 7.8 | 4.6 | 622.08 | 19.717 | 5379.89 | 5178.153 | 7905.568 | 6727.451 | 5258.1251
2 | 7 | 10 | 927 | 63 | 9.4 | 4.1 | 842.34 | 27.449 | 7161.5 | 6889.644 | 10293.0401 | 8931.9917 | 6721.3253
2 | 7 | 11 | 964 | 71 | 11.7 | 4.6 | 988.206 | 31.934 | 8287.416 | 7965.668 | 11898.2336 | 10349.6761 | 7706.6449
2 | 7 | 12 | 978 | 75 | 11.7 | 3.1 | 1051.624 | 37.058 | 8660.811 | 8321.563 | 12623.844 | 10994.0627 | 8179.5178
2 | 7 | 13 | 893 | 82 | 13.9 | 3.6 | 959.708 | 36.12 | 7929.773 | 7624.341 | 11604.0178 | 10101.8867 | 7606.0502
2 | 7 | 14 | 820 | 137 | 14.4 | 3.1 | 897.757 | 36.12 | 7410.29 | 7127.781 | 10362.7493 | 9030.0021 | 7216.5939
2 | 7 | 15 | 393 | 190 | 13.3 | 2.1 | 505.25 | 27.772 | 4284.017 | 4120.036 | 4598.9788 | 4001.5071 | 4067.8204
2 | 7 | 16 | 672 | 52 | 13.9 | 0 | 432.052 | 32.493 | 3516.941 | 3376.954 | 6789.1726 | 5807.4293 | 4531.03
2 | 7 | 17 | 35 | 41 | 12.8 | 1.5 | 54.416 | 14.086 | 471.871 | 407.348 | 288.1317 | 242.4461 | 449.789
2 | 7 | 18 | 0 | 0 | 12.2 | 2.6 | 0 | 12.2 | 0 | 0 | 0 | 0 | 0
2 | 7 | 19 | 0 | 0 | 12.2 | 2.1 | 0 | 12.2 | 0 | 0 | 0 | 0 | 0
2 | 7 | 20 | 0 | 0 | 11.7 | 2.1 | 0 | 11.7 | 0 | 0 | 0 | 0 | 0
2 | 7 | 21 | 0 | 0 | 11.1 | 2.1 | 0 | 11.1 | 0 | 0 | 0 | 0 | 0
2 | 7 | 22 | 0 | 0 | 11.1 | 0 | 0 | 11.1 | 0 | 0 | 0 | 0 | 0
2 | 7 | 23 | 0 | 0 | 10.6 | 2.1 | 0 | 10.6 | 0 | 0 | 0 | 0 | 0
2 | 8 | 0 | 0 | 0 | 9.4 | 1.5 | 0 | 9.4 | 0 | 0 | 0 | 0 | 0
2 | 8 | 1 | 0 | 0 | 9.4 | 2.6 | 0 | 9.4 | 0 | 0 | 0 | 0 | 0
2 | 8 | 2 | 0 | 0 | 8.9 | 2.6 | 0 | 8.9 | 0 | 0 | 0 | 0 | 0
2 | 8 | 3 | 0 | 0 | 8.9 | 2.1 | 0 | 8.9 | 0 | 0 | 0 | 0 | 0
2 | 8 | 4 | 0 | 0 | 8.3 | 2.6 | 0 | 8.3 | 0 | 0 | 0 | 0 | 0
2 | 8 | 5 | 0 | 0 | 8.3 | 3.1 | 0 | 8.3 | 0 | 0 | 0 | 0 | 0
2 | 8 | 6 | 0 | 0 | 8.3 | 2.6 | 0 | 8.3 | 0 | 0 | 0 | 0 | 0
2 | 8 | 7 | 11 | 33 | 8.3 | 2.6 | 39.988 | 7.383 | 359.963 | 297.611 | 0 | 0 | 0
2 | 8 | 8 | 11 | 118 | 8.9 | 3.1 | 126.937 | 10.303 | 1145.128 | 1066.641 | 83.4048 | 70.4638 | 820.3973
2 | 8 | 9 | 46 | 224 | 9.4 | 3.6 | 273.159 | 14.34 | 2433.03 | 2323.528 | 429.3046 | 365.3938 | 1748.9619
2 | 8 | 10 | 11 | 215 | 10 | 2.6 | 215.676 | 14.472 | 1922.902 | 1826.361 | 122.4052 | 106.2443 | 1507.4694
2 | 8 | 11 | 6 | 162 | 10 | 4.1 | 155.212 | 12.278 | 1394.234 | 1310.189 | 74.1871 | 64.5394 | 1126.8679
2 | 8 | 12 | 4 | 181 | 7.8 | 5.2 | 172.009 | 9.958 | 1557.15 | 1469.356 | 51.7116 | 45.0307 | 1240.6404
2 | 8 | 13 | 4 | 174 | 7.2 | 4.1 | 165.134 | 9.578 | 1496.796 | 1410.402 | 52.0569 | 45.3158 | 1194.1312
2 | 8 | 14 | 3 | 172 | 6.7 | 4.6 | 162.996 | 8.853 | 1480.944 | 1394.915 | 37.9785 | 33.0965 | 1171.9621
2 | 8 | 15 | 2 | 214 | 6.7 | 4.6 | 211.453 | 9.851 | 1914.818 | 1818.475 | 23.4571 | 20.4093 | 1441.9697
2 | 8 | 16 | 0 | 84 | 7.2 | 4.1 | 77.362 | 7.726 | 705.541 | 636.347 | 0 | 0 | 557.7561
2 | 8 | 17 | 1 | 31 | 7.2 | 2.1 | 28.639 | 6.146 | 262.137 | 201.649 | 8.2517 | 6.9432 | 208.4209
2 | 8 | 18 | 0 | 1 | 7.2 | 2.1 | 0.917 | 5.192 | 8.435 | 0 | 0 | 0 | 6.4357
2 | 8 | 19 | 0 | 0 | 7.8 | 1.5 | 0 | 7.8 | 0 | 0 | 0 | 0 | 0
2 | 8 | 20 | 0 | 0 | 6.7 | 3.1 | 0 | 6.7 | 0 | 0 | 0 | 0 | 0
2 | 8 | 21 | 0 | 0 | 6.7 | 1.5 | 0 | 6.7 | 0 | 0 | 0 | 0 | 0
2 | 8 | 22 | 0 | 0 | 7.2 | 2.1 | 0 | 7.2 | 0 | 0 | 0 | 0 | 0
2 | 8 | 23 | 0 | 0 | 7.8 | 0 | 0 | 7.8 | 0 | 0 | 0 | 0 | 0
2 | 9 | 0 | 0 | 0 | 7.2 | 3.6 | 0 | 7.2 | 0 | 0 | 0 | 0 | 0
2 | 9 | 1 | 0 | 0 | 6.7 | 3.1 | 0 | 6.7 | 0 | 0 | 0 | 0 | 0
2 | 9 | 2 | 0 | 0 | 6.7 | 3.1 | 0 | 6.7 | 0 | 0 | 0 | 0 | 0
2 | 9 | 3 | 0 | 0 | 6.7 | 2.1 | 0 | 6.7 | 0 | 0 | 0 | 0 | 0
2 | 9 | 4 | 0 | 0 | 6.7 | 3.1 | 0 | 6.7 | 0 | 0 | 0 | 0 | 0
2 | 9 | 5 | 0 | 0 | 6.1 | 4.6 | 0 | 6.1 | 0 | 0 | 0 | 0 | 0
2 | 9 | 6 | 0 | 0 | 6.7 | 3.6 | 0 | 6.7 | 0 | 0 | 0 | 0 | 0
2 | 9 | 7 | 0 | 15 | 6.7 | 4.1 | 13.322 | 5.351 | 122.445 | 64.56 | 0 | 0 | 0
2 | 9 | 8 | 1 | 56 | 6.7 | 3.6 | 51.064 | 6.173 | 467.839 | 403.396 | 7.5982 | 6.419 | 369.1989
2 | 9 | 9 | 1 | 118 | 6.7 | 3.6 | 110.042 | 7.652 | 1003.738 | 928.312 | 9.3543 | 7.9632 | 786.3353
2 | 9 | 10 | 0 | 292 | 7.8 | 4.1 | 292.021 | 12.842 | 2618.252 | 2503.824 | 0 | 0 | 1945.7184
2 | 9 | 11 | 1 | 193 | 7.8 | 4.1 | 181.596 | 10.802 | 1639.329 | 1549.609 | 12.3866 | 10.7772 | 1296.3378
2 | 9 | 12 | 1 | 342 | 8.3 | 5.2 | 339.553 | 13.726 | 3035.374 | 2909.425 | 12.948 | 11.274 | 2292.6591
2 | 9 | 13 | 169 | 277 | 9.4 | 5.2 | 465.625 | 17.501 | 4109.016 | 3950.686 | 2202.7253 | 1917.428 | 3190.4172
2 | 9 | 14 | 234 | 268 | 10 | 4.1 | 498.775 | 20.314 | 4356.932 | 4190.567 | 2967.4396 | 2586.0992 | 3594.72
2 | 9 | 15 | 119 | 204 | 11.7 | 4.6 | 309.777 | 17.532 | 2727.868 | 2610.47 | 1398.7809 | 1217.0062 | 2212.4611
2 | 9 | 16 | 144 | 139 | 11.1 | 2.6 | 231.088 | 16.075 | 2026.665 | 1927.559 | 1462.1468 | 1251.3409 | 1824.0211
2 | 9 | 17 | 43 | 31 | 11.1 | 3.6 | 47.324 | 11.068 | 409.533 | 346.225 | 355.6447 | 299.2494 | 426.695
2 | 9 | 18 | 0 | 0 | 10.6 | 1 | 0 | 10.6 | 0 | 0 | 0 | 0 | 0
2 | 9 | 19 | 0 | 0 | 7.8 | 3.1 | 0 | 7.8 | 0 | 0 | 0 | 0 | 0
2 | 9 | 20 | 0 | 0 | 8.3 | 3.1 | 0 | 8.3 | 0 | 0 | 0 | 0 | 0
2 | 9 | 21 | 0 | 0 | 7.2 | 3.1 | 0 | 7.2 | 0 | 0 | 0 | 0 | 0
2 | 9 | 22 | 0 | 0 | 6.7 | 4.1 | 0 | 6.7 | 0 | 0 | 0 | 0 | 0
2 | 9 | 23 | 0 | 0 | 6.1 | 3.1 | 0 | 6.1 | 0 | 0 | 0 | 0 | 0
2 | 10 | 0 | 0 | 0 | 5.6 | 3.1 | 0 | 5.6 | 0 | 0 | 0 | 0 | 0
2 | 10 | 1 | 0 | 0 | 5 | 2.1 | 0 | 5 | 0 | 0 | 0 | 0 | 0
2 | 10 | 2 | 0 | 0 | 4.4 | 2.1 | 0 | 4.4 | 0 | 0 | 0 | 0 | 0
2 | 10 | 3 | 0 | 0 | 3.9 | 2.6 | 0 | 3.9 | 0 | 0 | 0 | 0 | 0
2 | 10 | 4 | 0 | 0 | 3.9 | 2.1 | 0 | 3.9 | 0 | 0 | 0 | 0 | 0
2 | 10 | 5 | 0 | 0 | 3.3 | 2.1 | 0 | 3.3 | 0 | 0 | 0 | 0 | 0
2 | 10 | 6 | 0 | 0 | 2.8 | 2.6 | 0 | 2.8 | 0 | 0 | 0 | 0 | 0
2 | 10 | 7 | 193 | 18 | 3.3 | 3.1 | 77.779 | 3.329 | 627.528 | 559.914 | 0 | 0 | 0
2 | 10 | 8 | 643 | 40 | 5 | 4.1 | 344.386 | 11.108 | 2949.92 | 2826.38 | 4896.1244 | 4136.0153 | 3353.4239
2 | 10 | 9 | 801 | 71 | 6.7 | 3.1 | 622.959 | 20.832 | 5371.846 | 5170.401 | 7510.5444 | 6394.6882 | 5146.9994
2 | 10 | 10 | 898 | 82 | 8.3 | 3.1 | 844.458 | 28.235 | 7160.937 | 6889.104 | 10037.2845 | 8715.9396 | 6687.3216
2 | 10 | 11 | 950 | 79 | 10.6 | 3.1 | 988.375 | 34.252 | 8220.346 | 7901.691 | 11788.4069 | 10258.1155 | 7693.734
2 | 10 | 12 | 964 | 82 | 11.7 | 1.5 | 1050.22 | 42.749 | 8469.608 | 8139.381 | 12501.1384 | 10883.9591 | 8151.7393
2 | 10 | 13 | 962 | 81 | 12.2 | 1.5 | 1028.023 | 42.846 | 8286.46 | 7964.756 | 12557.348 | 10930.9086 | 8179.0975
2 | 10 | 14 | 908 | 98 | 12.8 | 4.1 | 927.338 | 33.371 | 7730.896 | 7434.349 | 11534.3617 | 10052.3019 | 7669.2242
2 | 10 | 15 | 870 | 67 | 12.8 | 2.6 | 722.946 | 31.603 | 6033.237 | 5807.042 | 10248.5965 | 8916.4703 | 6684.3019
2 | 10 | 16 | 425 | 114 | 12.8 | 2.6 | 368.802 | 22.415 | 3134.882 | 3006.097 | 4325.8633 | 3703.1626 | 3422.017
2 | 10 | 17 | 267 | 41 | 11.1 | 2.6 | 139.296 | 13.91 | 1138.158 | 1059.824 | 2213.2979 | 1862.3597 | 1659.1665
2 | 10 | 18 | 7 | 2 | 10 | 2.6 | 3.075 | 8.579 | 24.316 | 0 | 47.7873 | 39.9286 | 43.5631
2 | 10 | 19 | 0 | 0 | 9.4 | 1 | 0 | 9.4 | 0 | 0 | 0 | 0 | 0
2 | 10 | 20 | 0 | 0 | 8.9 | 0 | 0 | 8.9 | 0 | 0 | 0 | 0 | 0
2 | 10 | 21 | 0 | 0 | 7.8 | 0 | 0 | 7.8 | 0 | 0 | 0 | 0 | 0
2 | 10 | 22 | 0 | 0 | 7.2 | 0 | 0 | 7.2 | 0 | 0 | 0 | 0 | 0
2 | 10 | 23 | 0 | 0 | 6.7 | 0 | 0 | 6.7 | 0 | 0 | 0 | 0 | 0
2 | 11 | 0 | 0 | 0 | 5.6 | 1.5 | 0 | 5.6 | 0 | 0 | 0 | 0 | 0
2 | 11 | 1 | 0 | 0 | 4.4 | 1.5 | 0 | 4.4 | 0 | 0 | 0 | 0 | 0
2 | 11 | 2 | 0 | 0 | 3.9 | 2.6 | 0 | 3.9 | 0 | 0 | 0 | 0 | 0
2 | 11 | 3 | 0 | 0 | 3.3 | 2.6 | 0 | 3.3 | 0 | 0 | 0 | 0 | 0
2 | 11 | 4 | 0 | 0 | 3.3 | 2.1 | 0 | 3.3 | 0 | 0 | 0 | 0 | 0
2 | 11 | 5 | 0 | 0 | 3.3 | 1.5 | 0 | 3.3 | 0 | 0 | 0 | 0 | 0
2 | 11 | 6 | 0 | 0 | 2.8 | 2.1 | 0 | 2.8 | 0 | 0 | 0 | 0 | 0
2 | 11 | 7 | 251 | 15 | 3.3 | 1.5 | 87.13 | 3.565 | 685.407 | 616.622 | 0 | 0 | 0
2 | 11 | 8 | 723 | 32 | 6.1 | 2.6 | 367.105 | 13.889 | 3106.755 | 2978.775 | 5517.2625 | 4660.4169 | 3693.0438
2 | 11 | 9 | 875 | 47 | 7.8 | 2.6 | 637.739 | 23.15 | 5451.371 | 5247.029 | 8224.2017 | 7003.5107 | 5431.1545
2 | 11 | 10 | 942 | 59 | 10.6 | 3.6 | 853.371 | 29.733 | 7197.637 | 6924.247 | 10553.056 | 9165.721 | 6848.0888
2 | 11 | 11 | 946 | 93 | 12.2 | 2.6 | 1002.554 | 37.456 | 8241.85 | 7922.205 | 11759.9037 | 10234.7942 | 7770.083
2 | 11 | 12 | 959 | 100 | 13.9 | 1.5 | 1068.015 | 45.285 | 8531.687 | 8198.544 | 12455.4557 | 10843.3411 | 8244.2024
2 | 11 | 13 | 909 | 141 | 14.4 | 2.1 | 1057.634 | 43.087 | 8517.729 | 8185.244 | 11883.0707 | 10344.2227 | 8169.7575
2 | 11 | 14 | 874 | 136 | 15.6 | 1.5 | 947.298 | 43.939 | 7597.142 | 7306.494 | 11121.2355 | 9692.2178 | 7672.002
2 | 11 | 15 | 821 | 114 | 15.6 | 2.1 | 751.66 | 36.372 | 6169.788 | 5938.297 | 9692.0117 | 8431.8973 | 6658.3593
2 | 11 | 16 | 581 | 86 | 15.6 | 2.1 | 425.384 | 27.501 | 3538.636 | 3397.998 | 5927.7744 | 5075.8717 | 4222.0867
2 | 11 | 17 | 146 | 46 | 13.9 | 1.5 | 102.429 | 16.597 | 849.274 | 777.114 | 1212.9426 | 1020.65 | 1063.5723
2 | 11 | 18 | 3 | 1 | 13.3 | 2.1 | 1.443 | 11.692 | 11.439 | 0 | 20.5223 | 17.1551 | 19.6135
2 | 11 | 19 | 0 | 0 | 12.8 | 0 | 0 | 12.8 | 0 | 0 | 0 | 0 | 0
2 | 11 | 20 | 0 | 0 | 12.2 | 0 | 0 | 12.2 | 0 | 0 | 0 | 0 | 0
2 | 11 | 21 | 0 | 0 | 11.1 | 0 | 0 | 11.1 | 0 | 0 | 0 | 0 | 0
2 | 11 | 22 | 0 | 0 | 11.1 | 0 | 0 | 11.1 | 0 | 0 | 0 | 0 | 0
2 | 11 | 23 | 0 | 0 | 10 | 2.1 | 0 | 10 | 0 | 0 | 0 | 0 | 0
2 | 12 | 0 | 0 | 0 | 9.4 | 2.1 | 0 | 9.4 | 0 | 0 | 0 | 0 | 0
2 | 12 | 1 | 0 | 0 | 10 | 1.5 | 0 | 10 | 0 | 0 | 0 | 0 | 0
2 | 12 | 2 | 0 | 0 | 8.9 | 0 | 0 | 8.9 | 0 | 0 | 0 | 0 | 0
2 | 12 | 3 | 0 | 0 | 7.8 | 0 | 0 | 7.8 | 0 | 0 | 0 | 0 | 0
2 | 12 | 4 | 0 | 0 | 7.2 | 0 | 0 | 7.2 | 0 | 0 | 0 | 0 | 0
2 | 12 | 5 | 0 | 0 | 6.7 | 2.1 | 0 | 6.7 | 0 | 0 | 0 | 0 | 0
2 | 12 | 6 | 0 | 0 | 6.1 | 0 | 0 | 6.1 | 0 | 0 | 0 | 0 | 0
2 | 12 | 7 | 227 | 18 | 6.7 | 2.6 | 85.587 | 6.96 | 674.707 | 606.14 | 0 | 0 | 0
2 | 12 | 8 | 677 | 40 | 8.3 | 2.6 | 359.982 | 15.889 | 3033.992 | 2908.082 | 5177.6356 | 4373.2077 | 3529.9633
2 | 12 | 9 | 754 | 78 | 10.6 | 2.6 | 601.298 | 24.967 | 5113.301 | 4921.125 | 7104.3312 | 6050.8708 | 4937.7271
2 | 12 | 10 | 786 | 119 | 13.9 | 4.6 | 808.323 | 30.079 | 6811.728 | 6554.491 | 8825.7136 | 7666.9831 | 6190.1176
2 | 12 | 11 | 905 | 126 | 15.6 | 1.5 | 1012.878 | 44.803 | 8103.168 | 7789.88 | 11270.5218 | 9810.3466 | 7693.1571
2 | 12 | 12 | 895 | 155 | 17.8 | 2.1 | 1078.746 | 46.628 | 8573.968 | 8238.832 | 11642.0351 | 10134.5946 | 8116.8592
2 | 12 | 13 | 832 | 149 | 18.3 | 1.5 | 1000.669 | 47.89 | 7914.484 | 7609.74 | 10892.3545 | 9482.2603 | 7620.5431
2 | 12 | 14 | 865 | 132 | 18.3 | 1.5 | 929.57 | 45.814 | 7402.633 | 7120.456 | 11025.119 | 9608.2029 | 7587.0039
2 | 12 | 15 | 608 | 149 | 18.9 | 1.5 | 629.277 | 38.263 | 5133.408 | 4940.521 | 7192.55 | 6257.1262 | 5370.415
2 | 12 | 16 | 489 | 92 | 19.4 | 1.5 | 378.522 | 30.82 | 3116.328 | 2988.075 | 5000.716 | 4283.2479 | 3690.3415
2 | 12 | 17 | 216 | 43 | 17.8 | 0 | 125.523 | 24.33 | 999.242 | 923.912 | 1798.3638 | 1513.3261 | 1411.5234
2 | 12 | 18 | 11 | 3 | 16.7 | 0 | 4.657 | 14.796 | 35.86 | 0 | 75.3997 | 63.0558 | 67.7074
2 | 12 | 19 | 0 | 0 | 15.6 | 0 | 0 | 15.6 | 0 | 0 | 0 | 0 | 0
2 | 12 | 20 | 0 | 0 | 13.9 | 0 | 0 | 13.9 | 0 | 0 | 0 | 0 | 0
2 | 12 | 21 | 0 | 0 | 12.8 | 1.5 | 0 | 12.8 | 0 | 0 | 0 | 0 | 0
2 | 12 | 22 | 0 | 0 | 12.2 | 0 | 0 | 12.2 | 0 | 0 | 0 | 0 | 0
2 | 12 | 23 | 0 | 0 | 11.7 | 2.6 | 0 | 11.7 | 0 | 0 | 0 | 0 | 0
2 | 13 | 0 | 0 | 0 | 11.1 | 3.1 | 0 | 11.1 | 0 | 0 | 0 | 0 | 0
2 | 13 | 1 | 0 | 0 | 11.1 | 3.1 | 0 | 11.1 | 0 | 0 | 0 | 0 | 0
2 | 13 | 2 | 0 | 0 | 10.6 | 4.1 | 0 | 10.6 | 0 | 0 | 0 | 0 | 0
2 | 13 | 3 | 0 | 0 | 10.6 | 4.1 | 0 | 10.6 | 0 | 0 | 0 | 0 | 0
2 | 13 | 4 | 0 | 0 | 10.6 | 3.6 | 0 | 10.6 | 0 | 0 | 0 | 0 | 0
2 | 13 | 5 | 0 | 0 | 10.6 | 3.1 | 0 | 10.6 | 0 | 0 | 0 | 0 | 0
2 | 13 | 6 | 0 | 0 | 10.6 | 4.1 | 0 | 10.6 | 0 | 0 | 0 | 0 | 0
2 | 13 | 7 | 15 | 34 | 11.1 | 3.1 | 40.92 | 10.325 | 362.92 | 300.512 | 0 | 0 | 0
2 | 13 | 8 | 128 | 82 | 11.7 | 4.6 | 145.428 | 13.307 | 1271.327 | 1190.052 | 981.1216 | 828.6194 | 1153.4419
2 | 13 | 9 | 1 | 178 | 12.8 | 4.1 | 172.645 | 15.342 | 1534.858 | 1447.582 | 9.4457 | 8.0464 | 1183.8754
2 | 13 | 10 | 7 | 217 | 14.4 | 2.1 | 212.994 | 18.825 | 1871.189 | 1775.913 | 78.7837 | 68.4531 | 1494.4828
2 | 13 | 11 | 10 | 263 | 15 | 2.1 | 261.889 | 20.873 | 2284.73 | 2179.087 | 124.7611 | 108.614 | 1832.2623
2 | 13 | 12 | 106 | 313 | 17.8 | 2.6 | 429.775 | 27.585 | 3662.504 | 3518.118 | 1380.9318 | 1202.0807 | 2931.0705
2 | 13 | 13 | 181 | 351 | 18.3 | 2.1 | 562.811 | 32.681 | 4709.649 | 4531.491 | 2373.0198 | 2065.9566 | 3788.3862
2 | 13 | 14 | 426 | 240 | 20 | 1.5 | 664.185 | 38.97 | 5428.065 | 5224.575 | 5438.6807 | 4739.5038 | 4910.9648
2 | 13 | 15 | 567 | 152 | 20.6 | 1.5 | 602.901 | 38.261 | 4919.154 | 4733.79 | 6721.3043 | 5846.8852 | 5103.2697
2 | 13 | 16 | 312 | 125 | 19.4 | 2.1 | 311.399 | 27.834 | 2604.779 | 2490.713 | 3197.8767 | 2739.8532 | 2799.1093
2 | 13 | 17 | 39 | 57 | 18.3 | 1.5 | 73.987 | 19.73 | 632.849 | 565.128 | 325.3883 | 273.8295 | 578.3681
2 | 13 | 18 | 10 | 4 | 17.2 | 1.5 | 5.381 | 15.55 | 42.704 | 0 | 68.6802 | 57.4604 | 69.8272
2 | 13 | 19 | 0 | 0 | 15.6 | 0 | 0 | 15.6 | 0 | 0 | 0 | 0 | 0
2 | 13 | 20 | 0 | 0 | 14.4 | 1.5 | 0 | 14.4 | 0 | 0 | 0 | 0 | 0
2 | 13 | 21 | 0 | 0 | 13.9 | 0 | 0 | 13.9 | 0 | 0 | 0 | 0 | 0
2 | 13 | 22 | 0 | 0 | 12.8 | 1.5 | 0 | 12.8 | 0 | 0 | 0 | 0 | 0
2 | 13 | 23 | 0 | 0 | 13.9 | 2.1 | 0 | 13.9 | 0 | 0 | 0 | 0 | 0
2 | 14 | 0 | 0 | 0 | 12.8 | 4.1 | 0 | 12.8 | 0 | 0 | 0 | 0 | 0
2 | 14 | 1 | 0 | 0 | 11.7 | 3.1 | 0 | 11.7 | 0 | 0 | 0 | 0 | 0
2 | 14 | 2 | 0 | 0 | 11.7 | 3.1 | 0 | 11.7 | 0 | 0 | 0 | 0 | 0
2 | 14 | 3 | 0 | 0 | 11.1 | 2.6 | 0 | 11.1 | 0 | 0 | 0 | 0 | 0
2 | 14 | 4 | 0 | 0 | 10.6 | 3.6 | 0 | 10.6 | 0 | 0 | 0 | 0 | 0
2 | 14 | 5 | 0 | 0 | 10.6 | 3.1 | 0 | 10.6 | 0 | 0 | 0 | 0 | 0
2 | 14 | 6 | 0 | 0 | 10 | 1.5 | 0 | 10 | 0 | 0 | 0 | 0 | 0
2 | 14 | 7 | 139 | 24 | 11.7 | 3.6 | 68.922 | 11.635 | 554.991 | 488.828 | 0 | 0 | 0
2 | 14 | 8 | 82 | 147 | 12.8 | 2.6 | 200.546 | 16.293 | 1757.952 | 1665.413 | 629.9534 | 531.9864 | 1355.1707
2 | 14 | 9 | 187 | 185 | 15 | 4.1 | 323.934 | 20.991 | 2810.4 | 2690.739 | 1770.8402 | 1508.7418 | 2325.897
2 | 14 | 10 | 737 | 129 | 17.2 | 3.1 | 780.783 | 34.696 | 6472.202 | 6228.758 | 8314.333 | 7225.3908 | 5941.5706
2 | 14 | 11 | 856 | 110 | 19.4 | 4.1 | 950.686 | 39.773 | 7749.64 | 7452.261 | 10698.8549 | 9315.5836 | 7239.1889
2 | 14 | 12 | 802 | 126 | 21.7 | 3.1 | 957.437 | 44.448 | 7672.697 | 7378.724 | 10463.9605 | 9108.6349 | 7206.4658
2 | 14 | 13 | 269 | 274 | 23.3 | 3.1 | 575.074 | 37.493 | 4728.814 | 4550.003 | 3531.7432 | 3075.0067 | 3978.6932
2 | 14 | 14 | 269 | 215 | 23.3 | 1.5 | 482.771 | 37.328 | 3969.802 | 3815.893 | 3439.8838 | 2997.4804 | 3528.3709
2 | 14 | 15 | 86 | 232 | 23.3 | 1.5 | 304.481 | 32.073 | 2549.839 | 2437.244 | 1021.5098 | 888.5694 | 2169.5503
2 | 14 | 16 | 157 | 142 | 22.8 | 2.1 | 239.209 | 28.42 | 2009.198 | 1910.527 | 1612.7477 | 1382.1607 | 1936.0921
2 | 14 | 17 | 20 | 53 | 21.7 | 1.5 | 62.012 | 22.551 | 530.175 | 464.504 | 167.2081 | 140.7226 | 452.8385
2 | 14 | 18 | 8 | 7 | 20.6 | 2.1 | 7.774 | 19.215 | 64.171 | 7.354 | 55.05 | 46.0755 | 80.4089
2 | 14 | 19 | 0 | 0 | 20 | 2.1 | 0 | 20 | 0 | 0 | 0 | 0 | 0
2 | 14 | 20 | 0 | 0 | 18.9 | 2.6 | 0 | 18.9 | 0 | 0 | 0 | 0 | 0
2 | 14 | 21 | 0 | 0 | 17.8 | 3.1 | 0 | 17.8 | 0 | 0 | 0 | 0 | 0
2 | 14 | 22 | 0 | 0 | 17.2 | 1.5 | 0 | 17.2 | 0 | 0 | 0 | 0 | 0
2 | 14 | 23 | 0 | 0 | 16.7 | 0 | 0 | 16.7 | 0 | 0 | 0 | 0 | 0
2 | 15 | 0 | 0 | 0 | 16.7 | 0 | 0 | 16.7 | 0 | 0 | 0 | 0 | 0
2 | 15 | 1 | 0 | 0 | 15.6 | 2.1 | 0 | 15.6 | 0 | 0 | 0 | 0 | 0
2 | 15 | 2 | 0 | 0 | 15.6 | 2.6 | 0 | 15.6 | 0 | 0 | 0 | 0 | 0
2 | 15 | 3 | 0 | 0 | 15 | 4.6 | 0 | 15 | 0 | 0 | 0 | 0 | 0
2 | 15 | 4 | 0 | 0 | 14.4 | 3.6 | 0 | 14.4 | 0 | 0 | 0 | 0 | 0
2 | 15 | 5 | 0 | 0 | 14.4 | 4.1 | 0 | 14.4 | 0 | 0 | 0 | 0 | 0
2 | 15 | 6 | 0 | 0 | 15 | 2.6 | 0 | 15 | 0 | 0 | 0 | 0 | 0
2 | 15 | 7 | 12 | 20 | 16.1 | 3.1 | 21.557 | 14.955 | 186.304 | 127.238 | 0 | 0 | 0
2 | 15 | 8 | 5 | 81 | 16.1 | 3.1 | 77.94 | 16.359 | 689.38 | 620.515 | 38.4997 | 32.5091 | 552.0354
2 | 15 | 9 | 6 | 160 | 17.2 | 3.1 | 155.842 | 19.5 | 1365.573 | 1282.179 | 56.9648 | 48.5412 | 1094.5786
2 | 15 | 10 | 8 | 219 | 17.8 | 3.6 | 215.342 | 21.532 | 1874.254 | 1778.902 | 90.4649 | 78.6297 | 1515.1032
2 | 15 | 11 | 1 | 247 | 18.9 | 2.6 | 236.019 | 23.762 | 2038.554 | 1939.152 | 12.5212 | 10.904 | 1657.244
2 | 15 | 12 | 4 | 338 | 18.9 | 2.6 | 334.845 | 26.274 | 2866.821 | 2745.599 | 52.2674 | 45.4984 | 2289.9627
2 | 15 | 13 | 7 | 285 | 19.4 | 2.1 | 281.145 | 26.192 | 2407.744 | 2298.905 | 92.0317 | 80.1378 | 1960.1034
2 | 15 | 14 | 2 | 162 | 17.8 | 3.1 | 151.28 | 20.52 | 1321.383 | 1238.986 | 25.6165 | 22.3203 | 1097.7643
2 | 15 | 15 | 1 | 128 | 16.1 | 3.1 | 118.204 | 17.67 | 1042.587 | 966.327 | 11.9015 | 10.352 | 861.4331
2 | 15 | 16 | 0 | 81 | 15.6 | 2.1 | 73.553 | 16.075 | 652.316 | 584.203 | 0 | 0 | 538.2075
2 | 15 | 17 | 0 | 28 | 14.4 | 1.5 | 24.898 | 13.26 | 222.922 | 163.171 | 0 | 0 | 183.7992
2 | 15 | 18 | 0 | 1 | 13.9 | 2.6 | 0.917 | 12.149 | 8.243 | 0 | 0 | 0 | 6.4452
2 | 15 | 19 | 0 | 0 | 12.8 | 2.1 | 0 | 12.8 | 0 | 0 | 0 | 0 | 0
2 | 15 | 20 | 0 | 0 | 13.3 | 2.1 | 0 | 13.3 | 0 | 0 | 0 | 0 | 0
2 | 15 | 21 | 0 | 0 | 12.2 | 2.1 | 0 | 12.2 | 0 | 0 | 0 | 0 | 0
2 | 15 | 22 | 0 | 0 | 12.2 | 1.5 | 0 | 12.2 | 0 | 0 | 0 | 0 | 0
2 | 15 | 23 | 0 | 0 | 12.2 | 2.1 | 0 | 12.2 | 0 | 0 | 0 | 0 | 0
2 | 16 | 0 | 0 | 0 | 12.2 | 1.5 | 0 | 12.2 | 0 | 0 | 0 | 0 | 0
2 | 16 | 1 | 0 | 0 | 12.2 | 0 | 0 | 12.2 | 0 | 0 | 0 | 0 | 0
2 | 16 | 2 | 0 | 0 | 12.2 | 0 | 0 | 12.2 | 0 | 0 | 0 | 0 | 0
2 | 16 | 3 | 0 | 0 | 12.2 | 0 | 0 | 12.2 | 0 | 0 | 0 | 0 | 0
2 | 16 | 4 | 0 | 0 | 12.2 | 2.1 | 0 | 12.2 | 0 | 0 | 0 | 0 | 0
2 | 16 | 5 | 0 | 0 | 12.2 | 1.5 | 0 | 12.2 | 0 | 0 | 0 | 0 | 0
2 | 16 | 6 | 0 | 0 | 11.7 | 0 | 0 | 11.7 | 0 | 0 | 0 | 0 | 0
2 | 16 | 7 | 2 | 27 | 12.2 | 0 | 25.833 | 9.252 | 233.452 | 173.504 | 0 | 0 | 0
2 | 16 | 8 | 102 | 135 | 12.2 | 1.5 | 191.129 | 15.828 | 1672.58 | 1582.074 | 787.2076 | 664.6456 | 1376.4377
2 | 16 | 9 | 136 | 210 | 14.4 | 0 | 318.805 | 26.542 | 2716.699 | 2599.605 | 1294.5723 | 1103.3091 | 2194.9595
2 | 16 | 10 | 48 | 263 | 16.7 | 2.1 | 311.589 | 24.239 | 2685.836 | 2569.582 | 544.0882 | 472.9806 | 2085.6015
2 | 16 | 11 | 7 | 276 | 17.2 | 0 | 271.889 | 28.588 | 2308.848 | 2202.583 | 87.8069 | 76.4769 | 1896.7382
2 | 16 | 12 | 15 | 339 | 17.8 | 2.6 | 346.301 | 25.556 | 2972.375 | 2848.204 | 196.2928 | 170.8785 | 2384.2596
2 | 16 | 13 | 220 | 341 | 18.3 | 4.1 | 587.287 | 30.248 | 4957.454 | 4770.756 | 2896.3609 | 2522.3194 | 4039.8729
2 | 16 | 14 | 204 | 359 | 18.3 | 4.6 | 577.368 | 29.8 | 4879.755 | 4695.758 | 2617.0211 | 2280.0774 | 3989.9435
2 | 16 | 15 | 662 | 171 | 18.9 | 3.1 | 694.237 | 34.988 | 5732.578 | 5517.819 | 7893.9743 | 6865.9147 | 5942.1833
2 | 16 | 16 | 493 | 89 | 18.9 | 2.6 | 382.023 | 28.696 | 3169.934 | 3040.142 | 5085.8113 | 4361.232 | 3720.6324
2 | 16 | 17 | 299 | 45 | 18.3 | 3.1 | 151.904 | 21.297 | 1207.773 | 1127.909 | 2509.6141 | 2112.4224 | 1870.9438
2 | 16 | 18 | 9 | 2 | 16.7 | 1.5 | 3.319 | 15.306 | 24.903 | 0 | 62.1612 | 52.0671 | 52.7288
2 | 16 | 19 | 0 | 0 | 16.1 | 0 | 0 | 16.1 | 0 | 0 | 0 | 0 | 0
2 | 16 | 20 | 0 | 0 | 15 | 0 | 0 | 15 | 0 | 0 | 0 | 0 | 0
2 | 16 | 21 | 0 | 0 | 15 | 2.6 | 0 | 15 | 0 | 0 | 0 | 0 | 0
2 | 16 | 22 | 0 | 0 | 13.9 | 1.5 | 0 | 13.9 | 0 | 0 | 0 | 0 | 0
2 | 16 | 23 | 0 | 0 | 15 | 4.1 | 0 | 15 | 0 | 0 | 0 | 0 | 0
2 | 17 | 0 | 0 | 0 | 13.3 | 3.1 | 0 | 13.3 | 0 | 0 | 0 | 0 | 0
2 | 17 | 1 | 0 | 0 | 12.8 | 3.6 | 0 | 12.8 | 0 | 0 | 0 | 0 | 0
2 | 17 | 2 | 0 | 0 | 11.7 | 4.1 | 0 | 11.7 | 0 | 0 | 0 | 0 | 0
2 | 17 | 3 | 0 | 0 | 11.1 | 4.1 | 0 | 11.1 | 0 | 0 | 0 | 0 | 0
2 | 17 | 4 | 0 | 0 | 10.6 | 3.6 | 0 | 10.6 | 0 | 0 | 0 | 0 | 0
2 | 17 | 5 | 0 | 0 | 10.6 | 2.1 | 0 | 10.6 | 0 | 0 | 0 | 0 | 0
2 | 17 | 6 | 0 | 0 | 10 | 2.1 | 0 | 10 | 0 | 0 | 0 | 0 | 0
2 | 17 | 7 | 113 | 28 | 10 | 2.1 | 62.178 | 9.66 | 509.336 | 444.077 | 0 | 0 | 0
2 | 17 | 8 | 563 | 57 | 12.8 | 3.6 | 331.668 | 18.934 | 2782.862 | 2663.958 | 4355.2038 | 3676.7033 | 3118.8523
2 | 17 | 9 | 624 | 116 | 15 | 3.6 | 563.402 | 26.955 | 4765.587 | 4585.52 | 5955.493 | 5076.383 | 4468.3165
2 | 17 | 10 | 644 | 188 | 16.7 | 2.6 | 764.375 | 35.398 | 6322.105 | 6084.633 | 7317.4215 | 6362.0146 | 5722.205
2 | 17 | 11 | 861 | 125 | 18.9 | 2.1 | 975.355 | 44.485 | 7812.819 | 7512.628 | 10819.7096 | 9424.9039 | 7413.5516
2 | 17 | 12 | 863 | 142 | 20.6 | 2.6 | 1038.207 | 46.568 | 8253.885 | 7933.685 | 11309.8787 | 9846.1977 | 7827.6728
2 | 17 | 13 | 807 | 158 | 21.7 | 3.1 | 990.776 | 45.375 | 7911.558 | 7606.946 | 10638.5063 | 9265.6973 | 7526.0312
2 | 17 | 14 | 580 | 204 | 21.7 | 1.5 | 761.1 | 44.623 | 6090.097 | 5861.705 | 7452.162 | 6492.0755 | 5895.4451
2 | 17 | 15 | 484 | 154 | 22.8 | 1.5 | 544.653 | 39.17 | 4430.844 | 4262.043 | 5782.3287 | 5029.0093 | 4544.2183
2 | 17 | 16 | 509 | 89 | 22.2 | 1.5 | 390.659 | 33.607 | 3184.61 | 3054.395 | 5261.6001 | 4513.3196 | 3828.316
2 | 17 | 17 | 228 | 41 | 21.1 | 0 | 125.083 | 27.704 | 979.403 | 904.497 | 1917.2913 | 1613.9883 | 1472.7687
2 | 17 | 18 | 7 | 3 | 19.4 | 0 | 3.891 | 17.592 | 30.772 | 0 | 48.4338 | 40.5833 | 50.3718
2 | 17 | 19 | 0 | 0 | 19.4 | 1.5 | 0 | 19.4 | 0 | 0 | 0 | 0 | 0
2 | 17 | 20 | 0 | 0 | 17.8 | 0 | 0 | 17.8 | 0 | 0 | 0 | 0 | 0
2 | 17 | 21 | 0 | 0 | 16.7 | 0 | 0 | 16.7 | 0 | 0 | 0 | 0 | 0
2 | 17 | 22 | 0 | 0 | 16.1 | 0 | 0 | 16.1 | 0 | 0 | 0 | 0 | 0
2 | 17 | 23 | 0 | 0 | 15.6 | 2.6 | 0 | 15.6 | 0 | 0 | 0 | 0 | 0
2 | 18 | 0 | 0 | 0 | 14.4 | 2.1 | 0 | 14.4 | 0 | 0 | 0 | 0 | 0
2 | 18 | 1 | 0 | 0 | 13.9 | 2.6 | 0 | 13.9 | 0 | 0 | 0 | 0 | 0
2 | 18 | 2 | 0 | 0 | 13.9 | 2.1 | 0 | 13.9 | 0 | 0 | 0 | 0 | 0
2 | 18 | 3 | 0 | 0 | 13.3 | 3.1 | 0 | 13.3 | 0 | 0 | 0 | 0 | 0
2 | 18 | 4 | 0 | 0 | 12.8 | 3.6 | 0 | 12.8 | 0 | 0 | 0 | 0 | 0
2 | 18 | 5 | 0 | 0 | 12.8 | 3.6 | 0 | 12.8 | 0 | 0 | 0 | 0 | 0
2 | 18 | 6 | 0 | 0 | 12.8 | 5.2 | 0 | 12.8 | 0 | 0 | 0 | 0 | 0
2 | 18 | 7 | 92 | 31 | 12.2 | 4.1 | 60.948 | 11.975 | 504.192 | 439.035 | 0 | 0 | 0
2 | 18 | 8 | 546 | 67 | 13.3 | 3.1 | 335.403 | 19.821 | 2811.479 | 2691.788 | 4233.6175 | 3573.6153 | 3106.8999
2 | 18 | 9 | 680 | 114 | 16.1 | 2.6 | 598.906 | 30.232 | 5006.515 | 4818.102 | 6507.2881 | 5547.5526 | 4796.5253
2 | 18 | 10 | 835 | 80 | 18.9 | 2.6 | 796.992 | 38.395 | 6517.235 | 6271.984 | 9510.599 | 8269.9278 | 6340.0903
2 | 18 | 11 | 769 | 139 | 21.1 | 2.1 | 910.99 | 45.111 | 7280.286 | 7003.37 | 9680.964 | 8434.0304 | 6814.8904
2 | 18 | 12 | 764 | 154 | 22.2 | 1.5 | 961.508 | 49.996 | 7544.977 | 7256.613 | 10026.8662 | 8729.9445 | 7127.4204
2 | 18 | 13 | 630 | 262 | 23.3 | 2.1 | 928.213 | 48.079 | 7336.726 | 7057.389 | 8315.9234 | 7243.6742 | 6808.2854
2 | 18 | 14 | 368 | 230 | 23.9 | 3.1 | 586.803 | 38.281 | 4808.188 | 4626.66 | 4735.5287 | 4125.0225 | 4416.833
2 | 18 | 15 | 151 | 200 | 23.9 | 3.1 | 325.15 | 31.508 | 2725.94 | 2608.595 | 1807.3231 | 1571.7844 | 2433.8398
2 | 18 | 16 | 298 | 116 | 23.3 | 2.1 | 292.159 | 30.368 | 2421.698 | 2312.493 | 3086.5877 | 2648.4156 | 2669.4904
2 | 18 | 17 | 233 | 44 | 23.3 | 1.5 | 129.813 | 26.375 | 1022.585 | 946.755 | 1962.916 | 1652.5517 | 1521.0494
2 | 18 | 18 | 12 | 7 | 21.7 | 0 | 8.347 | 20.261 | 66.93 | 10.062 | 83.1729 | 69.7156 | 98.4095
2 | 18 | 19 | 0 | 0 | 20.6 | 2.1 | 0 | 20.6 | 0 | 0 | 0 | 0 | 0
2 | 18 | 20 | 0 | 0 | 19.4 | 1.5 | 0 | 19.4 | 0 | 0 | 0 | 0 | 0
2 | 18 | 21 | 0 | 0 | 18.3 | 1.5 | 0 | 18.3 | 0 | 0 | 0 | 0 | 0
2 | 18 | 22 | 0 | 0 | 17.8 | 2.1 | 0 | 17.8 | 0 | 0 | 0 | 0 | 0
2 | 18 | 23 | 0 | 0 | 16.7 | 2.6 | 0 | 16.7 | 0 | 0 | 0 | 0 | 0
2 | 19 | 0 | 0 | 0 | 16.1 | 1.5 | 0 | 16.1 | 0 | 0 | 0 | 0 | 0
2 | 19 | 1 | 0 | 0 | 15.6 | 2.6 | 0 | 15.6 | 0 | 0 | 0 | 0 | 0
2 | 19 | 2 | 0 | 0 | 14.4 | 3.1 | 0 | 14.4 | 0 | 0 | 0 | 0 | 0
2 | 19 | 3 | 0 | 0 | 14.4 | 2.6 | 0 | 14.4 | 0 | 0 | 0 | 0 | 0
2 | 19 | 4 | 0 | 0 | 13.9 | 3.1 | 0 | 13.9 | 0 | 0 | 0 | 0 | 0
2 | 19 | 5 | 0 | 0 | 14.4 | 3.1 | 0 | 14.4 | 0 | 0 | 0 | 0 | 0
2 | 19 | 6 | 0 | 0 | 14.4 | 4.1 | 0 | 14.4 | 0 | 0 | 0 | 0 | 0
2 | 19 | 7 | 13 | 30 | 14.4 | 5.2 | 33.432 | 13.725 | 292.684 | 231.617 | 0 | 0 | 0
2 | 19 | 8 | 304 | 98 | 15.6 | 5.2 | 248.887 | 19.123 | 2114.807 | 2013.494 | 2362.7539 | 1994.1499 | 2128.9264
2 | 19 | 9 | 623 | 162 | 17.2 | 3.1 | 608.454 | 30.57 | 5085.472 | 4894.281 | 5977.8935 | 5096.9857 | 4784.3609
2 | 19 | 10 | 543 | 201 | 18.9 | 3.1 | 695.534 | 35.09 | 5760.23 | 5544.433 | 6199.7488 | 5391.6273 | 5124.419
2 | 19 | 11 | 643 | 208 | 21.7 | 3.1 | 868.55 | 41.909 | 7025.202 | 6759.092 | 8109.2479 | 7065.5551 | 6320.2638
2 | 19 | 12 | 618 | 251 | 22.8 | 3.1 | 918.73 | 44.474 | 7362.131 | 7081.701 | 8122.219 | 7072.3409 | 6617.0052
2 | 19 | 13 | 267 | 265 | 23.3 | 2.1 | 562.036 | 39.011 | 4596.016 | 4421.703 | 3528.8135 | 3074.1651 | 3916.8002
2 | 19 | 14 | 245 | 283 | 23.9 | 0 | 522.8 | 45.368 | 4173.176 | 4012.787 | 3157.4892 | 2750.1425 | 3811.1021
2 | 19 | 15 | 128 | 267 | 23.9 | 0 | 373.954 | 40.283 | 3038.538 | 2912.5 | 1534.8004 | 1334.7119 | 2715.2849
2 | 19 | 16 | 49 | 167 | 23.9 | 2.1 | 200.122 | 28.729 | 1691.377 | 1600.426 | 508.5062 | 436.448 | 1422.7389
2 | 19 | 17 | 19 | 70 | 22.8 | 1.5 | 80.931 | 24.076 | 690.985 | 622.088 | 160.3492 | 135.0091 | 560.4146
2 | 19 | 18 | 0 | 3 | 21.7 | 1.5 | 2.752 | 20.145 | 24.065 | 0 | 0 | 0 | 19.3494
2 | 19 | 19 | 0 | 0 | 20.6 | 1.5 | 0 | 20.6 | 0 | 0 | 0 | 0 | 0
2 | 19 | 20 | 0 | 0 | 20 | 0 | 0 | 20 | 0 | 0 | 0 | 0 | 0
2 | 19 | 21 | 0 | 0 | 19.4 | 0 | 0 | 19.4 | 0 | 0 | 0 | 0 | 0
2 | 19 | 22 | 0 | 0 | 19.4 | 1.5 | 0 | 19.4 | 0 | 0 | 0 | 0 | 0
2 | 19 | 23 | 0 | 0 | 18.9 | 2.1 | 0 | 18.9 | 0 | 0 | 0 | 0 | 0
2 | 20 | 0 | 0 | 0 | 18.3 | 2.1 | 0 | 18.3 | 0 | 0 | 0 | 0 | 0
2 | 20 | 1 | 0 | 0 | 17.8 | 1.5 | 0 | 17.8 | 0 | 0 | 0 | 0 | 0
2 | 20 | 2 | 0 | 0 | 17.8 | 2.1 | 0 | 17.8 | 0 | 0 | 0 | 0 | 0
2 | 20 | 3 | 0 | 0 | 17.2 | 2.1 | 0 | 17.2 | 0 | 0 | 0 | 0 | 0
2 | 20 | 4 | 0 | 0 | 16.7 | 2.1 | 0 | 16.7 | 0 | 0 | 0 | 0 | 0
2 | 20 | 5 | 0 | 0 | 15 | 3.1 | 0 | 15 | 0 | 0 | 0 | 0 | 0
2 | 20 | 6 | 0 | 0 | 15 | 3.1 | 0 | 15 | 0 | 0 | 0 | 0 | 0
2 | 20 | 7 | 178 | 26 | 15.6 | 2.6 | 78.846 | 15.824 | 615.555 | 548.182 | 0 | 0 | 0
2 | 20 | 8 | 588 | 56 | 17.2 | 2.6 | 342.632 | 24.322 | 2821.844 | 2701.868 | 4580.9369 | 3865.7528 | 3253.2776
2 | 20 | 9 | 766 | 80 | 18.9 | 4.1 | 616.601 | 31.457 | 5127.913 | 4935.22 | 7370.0026 | 6284.866 | 5103.8715
2 | 20 | 10 | 854 | 98 | 20.6 | 4.1 | 842.89 | 38.402 | 6893.321 | 6632.711 | 9774.3377 | 8501.1875 | 6618.0082
2 | 20 | 11 | 901 | 110 | 22.2 | 3.6 | 998.681 | 44.522 | 7998.766 | 7690.221 | 11383.3157 | 9919.1872 | 7656.8144
2 | 20 | 12 | 895 | 133 | 23.3 | 6.2 | 1062.555 | 41.756 | 8601.475 | 8265.039 | 11779.102 | 10257.6498 | 8052.7438
2 | 20 | 13 | 892 | 129 | 23.3 | 4.1 | 1036.053 | 45.827 | 8259.079 | 7938.64 | 11803.5746 | 10283.9332 | 8041.0522
2 | 20 | 14 | 863 | 120 | 23.9 | 5.7 | 920.371 | 40.828 | 7468.23 | 7183.21 | 11138.5894 | 9700.611 | 7576.7295
2 | 20 | 15 | 579 | 165 | 23.9 | 6.2 | 626.824 | 34.817 | 5180.47 | 4985.909 | 6954.8073 | 6047.8431 | 5329.9589
2 | 20 | 16 | 360 | 117 | 23.3 | 3.1 | 336.002 | 31.253 | 2773.95 | 2655.291 | 3742.9669 | 3213.5135 | 3079.3499
2 | 20 | 17 | 123 | 59 | 21.7 | 6.7 | 107.205 | 22.826 | 881.692 | 808.854 | 1039.8242 | 875.5909 | 1040.155
2 | 20 | 18 | 5 | 5 | 20 | 3.6 | 5.366 | 18.863 | 44.608 | 0 | 34.7698 | 29.1626 | 54.5099
2 | 20 | 19 | 0 | 0 | 17.8 | 2.1 | 0 | 17.8 | 0 | 0 | 0 | 0 | 0
2 | 20 | 20 | 0 | 0 | 16.7 | 2.6 | 0 | 16.7 | 0 | 0 | 0 | 0 | 0
2 | 20 | 21 | 0 | 0 | 15.6 | 1.5 | 0 | 15.6 | 0 | 0 | 0 | 0 | 0
2 | 20 | 22 | 0 | 0 | 14.4 | 2.1 | 0 | 14.4 | 0 | 0 | 0 | 0 | 0
2 | 20 | 23 | 0 | 0 | 13.3 | 2.1 | 0 | 13.3 | 0 | 0 | 0 | 0 | 0
2 | 21 | 0 | 0 | 0 | 12.8 | 0 | 0 | 12.8 | 0 | 0 | 0 | 0 | 0
2 | 21 | 1 | 0 | 0 | 12.2 | 2.1 | 0 | 12.2 | 0 | 0 | 0 | 0 | 0
2 | 21 | 2 | 0 | 0 | 11.1 | 1.5 | 0 | 11.1 | 0 | 0 | 0 | 0 | 0
2 | 21 | 3 | 0 | 0 | 10.6 | 0 | 0 | 10.6 | 0 | 0 | 0 | 0 | 0
2 | 21 | 4 | 0 | 0 | 10 | 0 | 0 | 10 | 0 | 0 | 0 | 0 | 0
2 | 21 | 5 | 0 | 0 | 9.4 | 2.1 | 0 | 9.4 | 0 | 0 | 0 | 0 | 0
2 | 21 | 6 | 0 | 0 | 8.9 | 2.1 | 0 | 8.9 | 0 | 0 | 0 | 0 | 0
2 | 21 | 7 | 201 | 25 | 10 | 2.1 | 84.485 | 10.287 | 666.715 | 598.31 | 0 | 0 | 0
2 | 21 | 8 | 639 | 53 | 12.2 | 2.6 | 361.362 | 19.805 | 3019.346 | 2893.851 | 4990.1686 | 4210.494 | 3491.1935
2 | 21 | 9 | 794 | 75 | 13.9 | 2.1 | 630.241 | 29.891 | 5270.351 | 5072.572 | 7660.3136 | 6533.3752 | 5249.1604
2 | 21 | 10 | 880 | 92 | 16.7 | 0 | 858.467 | 49.366 | 6738.056 | 6483.846 | 10096.4414 | 8782.1648 | 6772.9628
2 | 21 | 11 | 910 | 102 | 18.3 | 2.1 | 989.407 | 44.521 | 7924.549 | 7619.353 | 11517.4504 | 10036.8206 | 7685.1901
2 | 21 | 12 | 934 | 107 | 20.6 | 3.1 | 1061.731 | 45.769 | 8466.588 | 8136.502 | 12309.1034 | 10720.4387 | 8201.3573
2 | 21 | 13 | 932 | 105 | 21.7 | 4.1 | 1038.015 | 44.318 | 8321.857 | 7998.515 | 12347.4878 | 10758.8715 | 8211.6878
2 | 21 | 14 | 903 | 97 | 22.2 | 1.5 | 921.768 | 49.39 | 7242.009 | 6966.729 | 11671.829 | 10164.0012 | 7747.4662
2 | 21 | 15 | 846 | 83 | 23.3 | 2.6 | 735.632 | 42.047 | 5913.55 | 5691.945 | 10179.4193 | 8851.5596 | 6742.9868
2 | 21 | 16 | 728 | 62 | 23.3 | 3.6 | 476.846 | 34.155 | 3864.667 | 3714.052 | 7582.8703 | 6512.149 | 5074.4209
2 | 21 | 17 | 438 | 37 | 22.2 | 3.6 | 186.461 | 26.052 | 1431.09 | 1346.205 | 3708.8974 | 3123.4334 | 2570.5632
2 | 21 | 18 | 21 | 6 | 19.4 | 2.6 | 8.73 | 18.456 | 66.164 | 9.31 | 146.2617 | 122.7111 | 132.3056
2 | 21 | 19 | 0 | 0 | 18.9 | 1.5 | 0 | 18.9 | 0 | 0 | 0 | 0 | 0
2 | 21 | 20 | 0 | 0 | 17.8 | 1.5 | 0 | 17.8 | 0 | 0 | 0 | 0 | 0
2 | 21 | 21 | 0 | 0 | 16.7 | 1.5 | 0 | 16.7 | 0 | 0 | 0 | 0 | 0
2 | 21 | 22 | 0 | 0 | 15.6 | 2.1 | 0 | 15.6 | 0 | 0 | 0 | 0 | 0
2 | 21 | 23 | 0 | 0 | 14.4 | 3.1 | 0 | 14.4 | 0 | 0 | 0 | 0 | 0
2 | 22 | 0 | 0 | 0 | 13.9 | 3.1 | 0 | 13.9 | 0 | 0 | 0 | 0 | 0
2 | 22 | 1 | 0 | 0 | 12.2 | 3.1 | 0 | 12.2 | 0 | 0 | 0 | 0 | 0
2 | 22 | 2 | 0 | 0 | 11.7 | 3.1 | 0 | 11.7 | 0 | 0 | 0 | 0 | 0
2 | 22 | 3 | 0 | 0 | 10.6 | 1.5 | 0 | 10.6 | 0 | 0 | 0 | 0 | 0
2 | 22 | 4 | 0 | 0 | 8.9 | 0 | 0 | 8.9 | 0 | 0 | 0 | 0 | 0
2 | 22 | 5 | 0 | 0 | 9.4 | 2.1 | 0 | 9.4 | 0 | 0 | 0 | 0 | 0
2 | 22 | 6 | 0 | 0 | 8.9 | 0 | 0 | 8.9 | 0 | 0 | 0 | 0 | 0
2 | 22 | 7 | 186 | 28 | 10 | 0 | 81.802 | 9.984 | 650.09 | 582.021 | 0 | 0 | 0
2 | 22 | 8 | 597 | 59 | 13.3 | 0 | 350.863 | 25.713 | 2877.856 | 2756.328 | 4673.374 | 3942.6147 | 3330.1976
2 | 22 | 9 | 770 | 85 | 16.1 | 1.5 | 626.304 | 33.41 | 5173.549 | 4979.234 | 7449.2245 | 6354.2538 | 5182.7385
2 | 22 | 10 | 857 | 104 | 18.3 | 1.5 | 854.016 | 42.598 | 6877.238 | 6617.294 | 9856.4899 | 8574.1485 | 6705.0661
2 | 22 | 11 | 891 | 124 | 21.1 | 2.1 | 1007.11 | 47.586 | 7973.647 | 7666.237 | 11296.9129 | 9845.1289 | 7698.2577
2 | 22 | 12 | 910 | 129 | 22.8 | 2.1 | 1074.611 | 51.215 | 8393.22 | 8066.561 | 12008.7471 | 10460.0976 | 8165.673
2 | 22 | 13 | 895 | 137 | 23.9 | 2.1 | 1049.253 | 51.833 | 8174.789 | 7858.226 | 11870.8421 | 10344.3976 | 8135.806
2 | 22 | 14 | 612 | 154 | 24.4 | 2.1 | 742.009 | 44.878 | 5931.52 | 5709.229 | 7921.7702 | 6897.7501 | 5847.2928
2 | 22 | 15 | 809 | 98 | 25 | 2.6 | 725.509 | 43.016 | 5812.319 | 5594.558 | 9750.5405 | 8478.3 | 6582.1178
2 | 22 | 16 | 600 | 92 | 23.9 | 2.6 | 442.576 | 35.205 | 3584.211 | 3442.2 | 6260.6253 | 5378.1548 | 4460.468
2 | 22 | 17 | 331 | 46 | 22.8 | 3.1 | 162.934 | 26.265 | 1269.158 | 1187.931 | 2807.298 | 2364.411 | 2063.816
2 | 22 | 18 | 13 | 7 | 20.6 | 2.1 | 8.387 | 19.57 | 66.947 | 10.078 | 90.6796 | 76.1 | 103.1814
2 | 22 | 19 | 0 | 0 | 19.4 | 2.1 | 0 | 19.4 | 0 | 0 | 0 | 0 | 0
2 | 22 | 20 | 0 | 0 | 17.8 | 0 | 0 | 17.8 | 0 | 0 | 0 | 0 | 0
2 | 22 | 21 | 0 | 0 | 17.2 | 0 | 0 | 17.2 | 0 | 0 | 0 | 0 | 0
2 | 22 | 22 | 0 | 0 | 16.1 | 0 | 0 | 16.1 | 0 | 0 | 0 | 0 | 0
2 | 22 | 23 | 0 | 0 | 15 | 1.5 | 0 | 15 | 0 | 0 | 0 | 0 | 0
2 | 23 | 0 | 0 | 0 | 14.4 | 2.1 | 0 | 14.4 | 0 | 0 | 0 | 0 | 0
2 | 23 | 1 | 0 | 0 | 13.3 | 1.5 | 0 | 13.3 | 0 | 0 | 0 | 0 | 0
2 | 23 | 2 | 0 | 0 | 11.7 | 1.5 | 0 | 11.7 | 0 | 0 | 0 | 0 | 0
2 | 23 | 3 | 0 | 0 | 11.1 | 0 | 0 | 11.1 | 0 | 0 | 0 | 0 | 0
2 | 23 | 4 | 0 | 0 | 10.6 | 1.5 | 0 | 10.6 | 0 | 0 | 0 | 0 | 0
2 | 23 | 5 | 0 | 0 | 10 | 2.1 | 0 | 10 | 0 | 0 | 0 | 0 | 0
2 | 23 | 6 | 0 | 0 | 10 | 3.1 | 0 | 10 | 0 | 0 | 0 | 0 | 0
2 | 23 | 7 | 182 | 30 | 11.1 | 1.5 | 82.634 | 11.363 | 656.274 | 588.08 | 0 | 0 | 0
2 | 23 | 8 | 580 | 70 | 13.3 | 2.1 | 355.756 | 21.243 | 2970.017 | 2845.912 | 4551.2393 | 3838.9963 | 3324.5925
2 | 23 | 9 | 701 | 101 | 15.6 | 2.6 | 601.377 | 29.856 | 5034.421 | 4845.028 | 6800.4624 | 5801.6886 | 4884.8754
2 | 23 | 10 | 791 | 111 | 18.9 | 1.5 | 807.444 | 41.858 | 6520.671 | 6275.282 | 9119.52 | 7933.6058 | 6300.8824
2 | 23 | 11 | 795 | 159 | 22.2 | 1.5 | 962.223 | 49.683 | 7557.799 | 7268.875 | 10097.4571 | 8800.02 | 7202.8159
2 | 23 | 12 | 801 | 154 | 23.3 | 2.1 | 994.358 | 49.662 | 7812.949 | 7512.753 | 10584.0248 | 9220.1994 | 7466.2235
2 | 23 | 13 | 836 | 123 | 26.1 | 2.1 | 976.583 | 51.985 | 7604.17 | 7313.213 | 11100.4714 | 9673.6802 | 7573.9699
2 | 23 | 14 | 876 | 113 | 26.1 | 3.1 | 925.35 | 48.048 | 7307.956 | 7029.854 | 11354.8711 | 9886.2261 | 7661.6122
2 | 23 | 15 | 823 | 92 | 27.2 | 2.6 | 729.283 | 45.704 | 5783.593 | 5566.916 | 9935.4819 | 8638.8213 | 6654.2981
2 | 23 | 16 | 697 | 69 | 27.2 | 2.6 | 467.691 | 39.091 | 3725.341 | 3579.034 | 7285.1564 | 6260.0435 | 4936.9381
2 | 23 | 17 | 405 | 41 | 25.6 | 3.6 | 180.078 | 29.334 | 1372.723 | 1289.167 | 3440.1634 | 2897.7513 | 2427.9629
2 | 23 | 18 | 18 | 7 | 23.3 | 2.1 | 9.101 | 22.424 | 69.992 | 13.068 | 125.7384 | 105.55 | 125.5961
2 | 23 | 19 | 0 | 0 | 22.2 | 0 | 0 | 22.2 | 0 | 0 | 0 | 0 | 0
2 | 23 | 20 | 0 | 0 | 20 | 0 | 0 | 20 | 0 | 0 | 0 | 0 | 0
2 | 23 | 21 | 0 | 0 | 18.9 | 0 | 0 | 18.9 | 0 | 0 | 0 | 0 | 0
2 | 23 | 22 | 0 | 0 | 18.9 | 0 | 0 | 18.9 | 0 | 0 | 0 | 0 | 0
2 | 23 | 23 | 0 | 0 | 17.8 | 2.1 | 0 | 17.8 | 0 | 0 | 0 | 0 | 0
2 | 24 | 0 | 0 | 0 | 16.7 | 0 | 0 | 16.7 | 0 | 0 | 0 | 0 | 0
2 | 24 | 1 | 0 | 0 | 15.6 | 2.1 | 0 | 15.6 | 0 | 0 | 0 | 0 | 0
2 | 24 | 2 | 0 | 0 | 15 | 3.6 | 0 | 15 | 0 | 0 | 0 | 0 | 0
2 | 24 | 3 | 0 | 0 | 14.4 | 2.6 | 0 | 14.4 | 0 | 0 | 0 | 0 | 0
2 | 24 | 4 | 0 | 0 | 13.9 | 3.6 | 0 | 13.9 | 0 | 0 | 0 | 0 | 0
2 | 24 | 5 | 0 | 0 | 12.8 | 0 | 0 | 12.8 | 0 | 0 | 0 | 0 | 0
2 | 24 | 6 | 0 | 0 | 12.2 | 0 | 0 | 12.2 | 0 | 0 | 0 | 0 | 0
2 | 24 | 7 | 163 | 31 | 13.3 | 1 | 78.859 | 13.481 | 626.786 | 559.187 | 0 | 0 | 0
2 | 24 | 8 | 562 | 67 | 16.1 | 2.1 | 344.662 | 23.734 | 2853.174 | 2732.33 | 4420.6516 | 3728.2679 | 3222.338
2 | 24 | 9 | 738 | 96 | 18.9 | 2.1 | 621.075 | 34.491 | 5112.923 | 4920.762 | 7179.2872 | 6125.7619 | 5084.9077
2 | 24 | 10 | 823 | 117 | 21.7 | 1 | 841.721 | 47.691 | 6650.208 | 6399.582 | 9511.4391 | 8275.0235 | 6578.4654
2 | 24 | 11 | 866 | 130 | 25 | 3.1 | 991.789 | 48.142 | 7835.951 | 7534.728 | 11018.4548 | 9602.6514 | 7569.4059
2 | 24 | 12 | 883 | 135 | 27.2 | 2.1 | 1055.998 | 54.894 | 8130.987 | 7816.429 | 11682.2157 | 10178.0272 | 8007.3069
2 | 24 | 13 | 874 | 133 | 29.4 | 0 | 1025.499 | 67.765 | 7498.108 | 7211.789 | 11617.2459 | 10124.3945 | 7955.5012
2 | 24 | 14 | 846 | 123 | 30.6 | 0 | 910.227 | 65.55 | 6709.739 | 6456.687 | 10981.0319 | 9560.0338 | 7501.0329
2 | 24 | 15 | 780 | 105 | 31.7 | 3.1 | 711.912 | 48.7 | 5583.019 | 5373.834 | 9431.3535 | 8200.2566 | 6434.4303
2 | 24 | 16 | 652 | 79 | 31.7 | 2.6 | 456.103 | 43.258 | 3581.172 | 3439.253 | 6826.0392 | 5867.1582 | 4720.7979
2 | 24 | 17 | 357 | 46 | 30.6 | 2.1 | 170.302 | 35.019 | 1281.442 | 1199.94 | 3036.8917 | 2558.345 | 2207.6953
2 | 24 | 18 | 11 | 7 | 26.7 | 2.1 | 8.031 | 25.874 | 63.444 | 6.64 | 76.947 | 64.6087 | 94.3845
2 | 24 | 19 | 0 | 0 | 25.6 | 2.1 | 0 | 25.6 | 0 | 0 | 0 | 0 | 0
2 | 24 | 20 | 0 | 0 | 23.9 | 2.1 | 0 | 23.9 | 0 | 0 | 0 | 0 | 0
2 | 24 | 21 | 0 | 0 | 22.2 | 0 | 0 | 22.2 | 0 | 0 | 0 | 0 | 0
2 | 24 | 22 | 0 | 0 | 21.1 | 1.5 | 0 | 21.1 | 0 | 0 | 0 | 0 | 0
2 | 24 | 23 | 0 | 0 | 20.6 | 2.1 | 0 | 20.6 | 0 | 0 | 0 | 0 | 0
2 | 25 | 0 | 0 | 0 | 19.4 | 0 | 0 | 19.4 | 0 | 0 | 0 | 0 | 0
2 | 25 | 1 | 0 | 0 | 17.8 | 0 | 0 | 17.8 | 0 | 0 | 0 | 0 | 0
2 | 25 | 2 | 0 | 0 | 16.1 | 0 | 0 | 16.1 | 0 | 0 | 0 | 0 | 0
2 | 25 | 3 | 0 | 0 | 16.1 | 1.5 | 0 | 16.1 | 0 | 0 | 0 | 0 | 0
2 | 25 | 4 | 0 | 0 | 15.6 | 2.6 | 0 | 15.6 | 0 | 0 | 0 | 0 | 0
2 | 25 | 5 | 0 | 0 | 14.4 | 1.5 | 0 | 14.4 | 0 | 0 | 0 | 0 | 0
2 | 25 | 6 | 0 | 0 | 14.4 | 1.5 | 0 | 14.4 | 0 | 0 | 0 | 0 | 0
2 | 25 | 7 | 116 | 33 | 16.1 | 2.6 | 65.394 | 16.005 | 524.373 | 458.817 | 0 | 0 | 0
2 | 25 | 8 | 495 | 78 | 18.9 | 3.6 | 326.171 | 24.942 | 2697.34 | 2580.774 | 3903.0624 | 3291.229 | 2967.7675
2 | 25 | 9 | 682 | 113 | 21.1 | 3.6 | 603.12 | 33.859 | 4979.24 | 4791.782 | 6652.992 | 5677.5272 | 4869.9389
2 | 25 | 10 | 772 | 138 | 23.3 | 2.6 | 827.601 | 43.39 | 6646.399 | 6395.928 | 8943.5527 | 7781.2959 | 6371.0717
2 | 25 | 11 | 821 | 154 | 25.6 | 2.6 | 982.605 | 49.722 | 7716.844 | 7420.919 | 10464.0155 | 9119.2161 | 7392.7064
2 | 25 | 12 | 837 | 160 | 28.3 | 1.5 | 1037.965 | 57.864 | 7899.403 | 7595.336 | 11087.1318 | 9660.5512 | 7812.546
2 | 25 | 13 | 830 | 157 | 30.6 | 2.6 | 1009.05 | 55.613 | 7746.92 | 7449.662 | 11043.4837 | 9624.4449 | 7767.2621
2 | 25 | 14 | 798 | 145 | 31.7 | 2.1 | 897.521 | 55.514 | 6887.276 | 6626.917 | 10371.8821 | 9029.1675 | 7277.483
2 | 25 | 15 | 727 | 124 | 31.7 | 1.5 | 697.29 | 52.26 | 5395.604 | 5193.296 | 8804.1115 | 7654.7219 | 6179.824
2 | 25 | 16 | 589 | 92 | 31.7 | 3.6 | 435.961 | 41.584 | 3449.223 | 3311.258 | 6176.2803 | 5310.1153 | 4407.5333
2 | 25 | 17 | 287 | 52 | 30.6 | 2.6 | 152.647 | 34.192 | 1164.139 | 1085.236 | 2444.8566 | 2059.8275 | 1875.6209
2 | 25 | 18 | 6 | 8 | 27.8 | 1.5 | 8.201 | 26.923 | 67.119 | 10.248 | 42.027 | 35.2964 | 78.5113
2 | 25 | 19 | 0 | 0 | 25.6 | 0 | 0 | 25.6 | 0 | 0 | 0 | 0 | 0
2 | 25 | 20 | 0 | 0 | 23.9 | 0 | 0 | 23.9 | 0 | 0 | 0 | 0 | 0
2 | 25 | 21 | 0 | 0 | 22.8 | 0 | 0 | 22.8 | 0 | 0 | 0 | 0 | 0
2 | 25 | 22 | 0 | 0 | 21.1 | 0 | 0 | 21.1 | 0 | 0 | 0 | 0 | 0
2 | 25 | 23 | 0 | 0 | 20.6 | 2.6 | 0 | 20.6 | 0 | 0 | 0 | 0 | 0
2 | 26 | 0 | 0 | 0 | 20 | 2.1 | 0 | 20 | 0 | 0 | 0 | 0 | 0
2 | 26 | 1 | 0 | 0 | 18.3 | 2.6 | 0 | 18.3 | 0 | 0 | 0 | 0 | 0
2 | 26 | 2 | 0 | 0 | 17.2 | 2.1 | 0 | 17.2 | 0 | 0 | 0 | 0 | 0
2 | 26 | 3 | 0 | 0 | 16.7 | 3.1 | 0 | 16.7 | 0 | 0 | 0 | 0 | 0
2 | 26 | 4 | 0 | 0 | 16.1 | 3.1 | 0 | 16.1 | 0 | 0 | 0 | 0 | 0
2 | 26 | 5 | 0 | 0 | 16.1 | 1.5 | 0 | 16.1 | 0 | 0 | 0 | 0 | 0
2 | 26 | 6 | 0 | 0 | 15.6 | 1.5 | 0 | 15.6 | 0 | 0 | 0 | 0 | 0
2 | 26 | 7 | 229 | 29 | 15.6 | 2.6 | 91.832 | 16.173 | 703.895 | 634.734 | 0 | 0 | 0
2 | 26 | 8 | 625 | 60 | 18.9 | 4.1 | 366.413 | 25.613 | 3008.606 | 2883.415 | 4940.0562 | 4165.0058 | 3502.9797
2 | 26 | 9 | 783 | 84 | 22.2 | 2.6 | 636.867 | 37.226 | 5190.049 | 4995.146 | 7659.5598 | 6537.4811 | 5299.387
2 | 26 | 10 | 861 | 103 | 25.6 | 3.6 | 859.647 | 44.468 | 6875.123 | 6615.267 | 9998.5358 | 8699.4468 | 6779.2145
2 | 26 | 11 | 899 | 114 | 27.8 | 2.6 | 996.939 | 52.236 | 7753.88 | 7456.313 | 11477.8685 | 10002.3024 | 7742.2883
2 | 26 | 12 | 915 | 118 | 29.4 | 2.6 | 1059.168 | 55.487 | 8136.547 | 7821.735 | 12134.6157 | 10574.1678 | 8169.2723
2 | 26 | 13 | 910 | 116 | 31.1 | 2.6 | 1032.065 | 56.655 | 7891.23 | 7587.531 | 12119.5281 | 10562.0424 | 8148.4785
2 | 26 | 14 | 883 | 108 | 31.7 | 1.5 | 926.755 | 58.461 | 7029.047 | 6762.776 | 11491.7001 | 10003.5757 | 7711.4082
2 | 26 | 15 | 827 | 92 | 32.2 | 3.6 | 732.339 | 48.843 | 5739.227 | 5524.219 | 10030.2031 | 8720.6094 | 6711.4336
2 | 26 | 16 | 708 | 70 | 32.2 | 3.6 | 474.121 | 42.977 | 3722.297 | 3576.084 | 7435.5129 | 6394.4461 | 5034.7343
2 | 26 | 17 | 430 | 43 | 30.6 | 3.1 | 188.684 | 34.868 | 1407.434 | 1323.089 | 3667.9512 | 3090.639 | 2583.6786
2 | 26 | 18 | 25 | 10 | 27.8 | 2.1 | 12.709 | 27.195 | 96.249 | 38.846 | 175.3348 | 147.2876 | 176.6256
2 | 26 | 19 | 0 | 0 | 26.1 | 1.5 | 0 | 26.1 | 0 | 0 | 0 | 0 | 0
2 | 26 | 20 | 0 | 0 | 24.4 | 1.5 | 0 | 24.4 | 0 | 0 | 0 | 0 | 0
2 | 26 | 21 | 0 | 0 | 22.8 | 1.5 | 0 | 22.8 | 0 | 0 | 0 | 0 | 0
2 | 26 | 22 | 0 | 0 | 21.7 | 1.5 | 0 | 21.7 | 0 | 0 | 0 | 0 | 0
2 | 26 | 23 | 0 | 0 | 21.1 | 2.1 | 0 | 21.1 | 0 | 0 | 0 | 0 | 0
2 | 27 | 0 | 0 | 0 | 19.4 | 2.6 | 0 | 19.4 | 0 | 0 | 0 | 0 | 0
2 | 27 | 1 | 0 | 0 | 18.9 | 2.1 | 0 | 18.9 | 0 | 0 | 0 | 0 | 0
2 | 27 | 2 | 0 | 0 | 18.3 | 3.1 | 0 | 18.3 | 0 | 0 | 0 | 0 | 0
2 | 27 | 3 | 0 | 0 | 17.2 | 3.1 | 0 | 17.2 | 0 | 0 | 0 | 0 | 0
2 | 27 | 4 | 0 | 0 | 17.2 | 2.6 | 0 | 17.2 | 0 | 0 | 0 | 0 | 0
2 | 27 | 5 | 0 | 0 | 16.7 | 2.6 | 0 | 16.7 | 0 | 0 | 0 | 0 | 0
2 | 27 | 6 | 0 | 0 | 16.7 | 3.1 | 0 | 16.7 | 0 | 0 | 0 | 0 | 0
2 | 27 | 7 | 358 | 24 | 17.2 | 3.1 | 114.113 | 18.329 | 832.71 | 760.895 | 0 | 0 | 0
2 | 27 | 8 | 724 | 46 | 19.4 | 3.6 | 395.409 | 27.106 | 3219.735 | 3088.505 | 5736.4404 | 4835.675 | 3912.5638
2 | 27 | 9 | 857 | 64 | 22.8 | 3.1 | 659.707 | 37.614 | 5365.932 | 5164.702 | 8406.8388 | 7176.3738 | 5627.4974
2 | 27 | 10 | 924 | 78 | 25 | 3.1 | 877.441 | 45.233 | 6996.721 | 6731.804 | 10755.6941 | 9358.4009 | 7072.3831
2 | 27 | 11 | 954 | 86 | 27.8 | 2.6 | 1018.238 | 52.758 | 7903.516 | 7599.264 | 12200.8367 | 10631.6351 | 7995.1162
2 | 27 | 12 | 946 | 110 | 28.9 | 2.1 | 1081.881 | 57.177 | 8256.016 | 7935.718 | 12559.9552 | 10945.5251 | 8374.8537
2 | 27 | 13 | 945 | 108 | 30.6 | 2.1 | 1057.802 | 58.392 | 8032.719 | 7722.635 | 12597.1704 | 10977.856 | 8386.2439
2 | 27 | 14 | 722 | 120 | 31.7 | 2.1 | 797.195 | 53.273 | 6171.11 | 5939.568 | 9408.4165 | 8189.8572 | 6524.3852
2 | 27 | 15 | 824 | 94 | 32.8 | 1.5 | 732.304 | 53.904 | 5628.209 | 5417.348 | 10008.4297 | 8701.6008 | 6711.451
2 | 27 | 16 | 757 | 66 | 32.8 | 1.5 | 495.898 | 47.576 | 3824.068 | 3674.715 | 7961.8684 | 6848.87 | 5331.1807
2 | 27 | 17 | 522 | 37 | 31.1 | 2.1 | 208.672 | 36.63 | 1529.234 | 1442.089 | 4458.4334 | 3757.1074 | 3039.985
2 | 27 | 18 | 56 | 9 | 28.3 | 2.1 | 16.036 | 27.864 | 109.3 | 51.657 | 393.2248 | 330.3919 | 309.3827
2 | 27 | 19 | 0 | 0 | 26.7 | 1.5 | 0 | 26.7 | 0 | 0 | 0 | 0 | 0
2 | 27 | 20 | 0 | 0 | 25 | 0 | 0 | 25 | 0 | 0 | 0 | 0 | 0
2 | 27 | 21 | 0 | 0 | 23.3 | 1.5 | 0 | 23.3 | 0 | 0 | 0 | 0 | 0
2 | 27 | 22 | 0 | 0 | 22.8 | 1.5 | 0 | 22.8 | 0 | 0 | 0 | 0 | 0
2 | 27 | 23 | 0 | 0 | 21.7 | 1.5 | 0 | 21.7 | 0 | 0 | 0 | 0 | 0
2 | 28 | 0 | 0 | 0 | 20 | 0 | 0 | 20 | 0 | 0 | 0 | 0 | 0
2 | 28 | 1 | 0 | 0 | 18.9 | 0 | 0 | 18.9 | 0 | 0 | 0 | 0 | 0
2 | 28 | 2 | 0 | 0 | 18.3 | 2.1 | 0 | 18.3 | 0 | 0 | 0 | 0 | 0
2 | 28 | 3 | 0 | 0 | 17.2 | 0 | 0 | 17.2 | 0 | 0 | 0 | 0 | 0
2 | 28 | 4 | 0 | 0 | 17.2 | 2.1 | 0 | 17.2 | 0 | 0 | 0 | 0 | 0
2 | 28 | 5 | 0 | 0 | 16.7 | 1.5 | 0 | 16.7 | 0 | 0 | 0 | 0 | 0
2 | 28 | 6 | 0 | 0 | 16.7 | 0 | 0 | 16.7 | 0 | 0 | 0 | 0 | 0
2 | 28 | 7 | 228 | 32 | 21.1 | 4.1 | 91.669 | 21.728 | 689.085 | 620.226 | 0 | 0 | 0
2 | 28 | 8 | 624 | 65 | 22.2 | 4.6 | 372.56 | 28.699 | 3029.726 | 2903.938 | 4956.1026 | 4177.2069 | 3544.9275
2 | 28 | 9 | 786 | 92 | 24.4 | 4.1 | 649.276 | 37.656 | 5284.499 | 5086.211 | 7731.8489 | 6601.2023 | 5393.6018
2 | 28 | 10 | 862 | 111 | 27.2 | 5.7 | 871.192 | 42.757 | 7012.776 | 6747.188 | 10057.693 | 8751.1322 | 6866.0565
2 | 28 | 11 | 899 | 123 | 28.3 | 5.7 | 1018.535 | 46.787 | 8089.051 | 7776.406 | 11516.8421 | 10034.805 | 7826.4095
2 | 28 | 12 | 911 | 128 | 28.9 | 4.1 | 1078.722 | 52.033 | 8398.987 | 8072.06 | 12108.4097 | 10552.4298 | 8220.8516
2 | 28 | 13 | 905 | 125 | 30.6 | 4.1 | 1048.631 | 53.19 | 8127.335 | 7812.944 | 12074.4615 | 10521.6839 | 8182.4268
2 | 28 | 14 | 878 | 116 | 31.1 | 4.6 | 931.74 | 50.52 | 7289.499 | 7012.188 | 11455.5593 | 9971.7986 | 7742.7929
2 | 28 | 15 | 817 | 100 | 31.7 | 4.1 | 733.675 | 47.672 | 5775.968 | 5559.578 | 9937.491 | 8639.9065 | 6708.3086
2 | 28 | 16 | 693 | 76 | 31.1 | 3.6 | 473.512 | 41.864 | 3734.781 | 3588.184 | 7299.0995 | 6280.3206 | 4990.0909
2 | 28 | 17 | 416 | 46 | 30 | 3.6 | 186.709 | 33.968 | 1400.331 | 1316.148 | 3557.4173 | 2998.1392 | 2533.8577
2 | 28 | 18 | 24 | 11 | 28.3 | 3.1 | 13.362 | 27.736 | 102.17 | 44.658 | 168.7182 | 141.7865 | 178.8254
2 | 28 | 19 | 0 | 0 | 25.6 | 3.1 | 0 | 25.6 | 0 | 0 | 0 | 0 | 0
2 | 28 | 20 | 0 | 0 | 25 | 3.1 | 0 | 25 | 0 | 0 | 0 | 0 | 0
2 | 28 | 21 | 0 | 0 | 23.2 | 3 | 0 | 23.2 | 0 | 0 | 0 | 0 | 0
2 | 28 | 22 | 0 | 0 | 21.3 | 3 | 0 | 21.3 | 0 | 0 | 0 | 0 | 0
2 | 28 | 23 | 0 | 0 | 19.5 | 2.9 | 0 | 19.5 | 0 | 0 | 0 | 0 | 0
3 | 1 | 0 | 0 | 0 | 17.7 | 2.8 | 0 | 17.7 | 0 | 0 | 0 | 0 | 0
3 | 1 | 1 | 0 | 0 | 15.9 | 2.7 | 0 | 15.9 | 0 | 0 | 0 | 0 | 0
3 | 1 | 2 | 0 | 0 | 14 | 2.7 | 0 | 14 | 0 | 0 | 0 | 0 | 0
3 | 1 | 3 | 0 | 0 | 12.2 | 2.6 | 0 | 12.2 | 0 | 0 | 0 | 0 | 0
3 | 1 | 4 | 0 | 0 | 12.8 | 3.1 | 0 | 12.8 | 0 | 0 | 0 | 0 | 0
3 | 1 | 5 | 0 | 0 | 12.8 | 3.6 | 0 | 12.8 | 0 | 0 | 0 | 0 | 0
3 | 1 | 6 | 0 | 0 | 12.2 | 2.6 | 0 | 12.2 | 0 | 0 | 0 | 0 | 0
3 | 1 | 7 | 0 | 11 | 12.8 | 2.1 | 9.717 | 11.049 | 87.649 | 30.402 | 0 | 0 | 70.7705
3 | 1 | 8 | 0 | 42 | 13.3 | 2.6 | 37.257 | 12.429 | 334.508 | 272.644 | 0 | 0 | 274.5492
3 | 1 | 9 | 581 | 205 | 14.4 | 4.1 | 628.102 | 26.643 | 5331.199 | 5131.227 | 5747.0719 | 4908.2579 | 4912.6236
3 | 1 | 10 | 235 | 298 | 16.7 | 3.6 | 514.954 | 28.215 | 4374.871 | 4207.917 | 2754.7309 | 2396.8224 | 3665.1898
3 | 1 | 11 | 667 | 302 | 17.8 | 4.1 | 990.079 | 38.525 | 8109.866 | 7796.272 | 8573.1573 | 7468.4733 | 7231.9641
3 | 1 | 12 | 0 | 157 | 18.3 | 3.6 | 142.882 | 22.294 | 1240.424 | 1159.836 | 0 | 0 | 1048.9798
3 | 1 | 13 | 266 | 359 | 19.4 | 4.6 | 662.452 | 31.839 | 5560.379 | 5352.031 | 3554.6972 | 3097.0027 | 4562.0446
3 | 1 | 14 | 754 | 194 | 19.4 | 4.1 | 909.729 | 38.702 | 7441.573 | 7157.71 | 9861.3645 | 8584.436 | 7294.1523
3 | 1 | 15 | 855 | 102 | 20 | 7.2 | 762.295 | 31.982 | 6359.007 | 6120.074 | 10427.9098 | 9066.4411 | 7019.6704
3 | 1 | 16 | 736 | 101 | 20 | 4.1 | 522.155 | 31.381 | 4282.89 | 4118.946 | 7772.7435 | 6691.0355 | 5446.7048
3 | 1 | 17 | 480 | 102 | 19.4 | 5.2 | 258.668 | 23.927 | 2047.064 | 1947.45 | 4113.968 | 3467.8914 | 3251.0019
3 | 1 | 18 | 0 | 0 | 18.3 | 5.2 | 0 | 18.3 | 0 | 0 | 0 | 0 | 0
3 | 1 | 19 | 0 | 0 | 17.8 | 3.6 | 0 | 17.8 | 0 | 0 | 0 | 0 | 0
3 | 1 | 20 | 0 | 0 | 16.7 | 1.5 | 0 | 16.7 | 0 | 0 | 0 | 0 | 0
3 | 1 | 21 | 0 | 0 | 15 | 0 | 0 | 15 | 0 | 0 | 0 | 0 | 0
3 | 1 | 22 | 0 | 0 | 13.9 | 2.1 | 0 | 13.9 | 0 | 0 | 0 | 0 | 0
3 | 1 | 23 | 0 | 0 | 13.3 | 0 | 0 | 13.3 | 0 | 0 | 0 | 0 | 0
3 | 2 | 0 | 0 | 0 | 11.7 | 0 | 0 | 11.7 | 0 | 0 | 0 | 0 | 0
3 | 2 | 1 | 0 | 0 | 11.1 | 0 | 0 | 11.1 | 0 | 0 | 0 | 0 | 0
3 | 2 | 2 | 0 | 0 | 11.1 | 1.5 | 0 | 11.1 | 0 | 0 | 0 | 0 | 0
3 | 2 | 3 | 0 | 0 | 10 | 0 | 0 | 10 | 0 | 0 | 0 | 0 | 0
3 | 2 | 4 | 0 | 0 | 9.4 | 2.1 | 0 | 9.4 | 0 | 0 | 0 | 0 | 0
3 | 2 | 5 | 0 | 0 | 9.4 | 2.6 | 0 | 9.4 | 0 | 0 | 0 | 0 | 0
3 | 2 | 6 | 0 | 0 | 9.4 | 3.6 | 0 | 9.4 | 0 | 0 | 0 | 0 | 0
3 | 2 | 7 | 305 | 26 | 10.6 | 4.1 | 102.87 | 11.271 | 776.982 | 706.323 | 2070.1809 | 1727.4949 | 1497.9139
3 | 2 | 8 | 680 | 62 | 13.9 | 4.1 | 394.783 | 21.22 | 3293.471 | 3160.097 | 5440.1516 | 4583.0578 | 3828.7953
3 | 2 | 9 | 801 | 85 | 15.6 | 4.1 | 652.542 | 29.06 | 5478.667 | 5273.326 | 7945.1322 | 6786.6634 | 5473.7431
3 | 2 | 10 | 877 | 114 | 17.2 | 2.6 | 887.712 | 39.024 | 7245.814 | 6970.372 | 10303.9858 | 8965.0143 | 7032.7139
3 | 2 | 11 | 911 | 105 | 18.9 | 2.6 | 999.96 | 43.855 | 8029.845 | 7719.892 | 11728.4626 | 10216.105 | 7835.2028
3 | 2 | 12 | 901 | 127 | 19.4 | 1.5 | 1055.778 | 50.058 | 8283.162 | 7961.611 | 12011.1859 | 10467.1692 | 8156.6847
3 | 2 | 13 | 805 | 172 | 20 | 2.1 | 1008.276 | 47.128 | 7998.674 | 7690.133 | 10765.6924 | 9378.4578 | 7701.862
3 | 2 | 14 | 895 | 110 | 21.1 | 0 | 938.454 | 57.635 | 7141.274 | 6870.275 | 11718.9753 | 10201.9353 | 7862.7504
3 | 2 | 15 | 867 | 99 | 21.1 | 2.1 | 767.629 | 42.017 | 6172.716 | 5941.112 | 10587.925 | 9205.739 | 7096.8805
3 | 2 | 16 | 755 | 108 | 21.7 | 0 | 539.024 | 45.039 | 4205.575 | 4044.141 | 7983.3853 | 6873.9071 | 5622.3531
3 | 2 | 17 | 433 | 103 | 21.1 | 0 | 244.836 | 33.29 | 1882.021 | 1786.48 | 3714.9759 | 3131.8585 | 3007.2746
3 | 2 | 18 | 0 | 0 | 20 | 0 | 0 | 20 | 0 | 0 | 0 | 0 | 0
3 | 2 | 19 | 0 | 0 | 18.3 | 1.5 | 0 | 18.3 | 0 | 0 | 0 | 0 | 0
3 | 2 | 20 | 0 | 0 | 17.8 | 0 | 0 | 17.8 | 0 | 0 | 0 | 0 | 0
3 | 2 | 21 | 0 | 0 | 15.6 | 0 | 0 | 15.6 | 0 | 0 | 0 | 0 | 0
3 | 2 | 22 | 0 | 0 | 15 | 0 | 0 | 15 | 0 | 0 | 0 | 0 | 0
3 | 2 | 23 | 0 | 0 | 13.9 | 1.5 | 0 | 13.9 | 0 | 0 | 0 | 0 | 0
3 | 3 | 0 | 0 | 0 | 13.3 | 2.1 | 0 | 13.3 | 0 | 0 | 0 | 0 | 0
3 | 3 | 1 | 0 | 0 | 11.1 | 2.1 | 0 | 11.1 | 0 | 0 | 0 | 0 | 0
3 | 3 | 2 | 0 | 0 | 10.6 | 1.5 | 0 | 10.6 | 0 | 0 | 0 | 0 | 0
3 | 3 | 3 | 0 | 0 | 10 | 2.1 | 0 | 10 | 0 | 0 | 0 | 0 | 0
3 | 3 | 4 | 0 | 0 | 10 | 2.6 | 0 | 10 | 0 | 0 | 0 | 0 | 0
3 | 3 | 5 | 0 | 0 | 12.2 | 3.1 | 0 | 12.2 | 0 | 0 | 0 | 0 | 0
3 | 3 | 6 | 0 | 0 | 10 | 2.1 | 0 | 10 | 0 | 0 | 0 | 0 | 0
3 | 3 | 7 | 397 | 22 | 11.7 | 3.1 | 118.082 | 12.81 | 864.64 | 792.158 | 2698.3544 | 2252.3924 | 1875.5614
3 | 3 | 8 | 692 | 61 | 15 | 3.6 | 399.916 | 22.811 | 3318.041 | 3183.948 | 5549.4714 | 4674.4672 | 3890.6424
3 | 3 | 9 | 807 | 79 | 17.2 | 3.1 | 650.581 | 31.902 | 5406.946 | 5204.226 | 8026.6443 | 6857.5145 | 5482.5533
3 | 3 | 10 | 848 | 113 | 20 | 4.6 | 862.797 | 37.369 | 7085.599 | 6816.95 | 9985.8394 | 8687.9193 | 6831.446
3 | 3 | 11 | 816 | 142 | 22.2 | 4.1 | 960.642 | 42.854 | 7743.277 | 7446.181 | 10522.3173 | 9164.4791 | 7348.8184
3 | 3 | 12 | 865 | 132 | 23.3 | 3.1 | 1036.935 | 47.75 | 8207.389 | 7889.33 | 11541.6651 | 10057.3388 | 7905.0492
3 | 3 | 13 | 872 | 137 | 25 | 3.1 | 1028.755 | 49.37 | 8091.686 | 7778.921 | 11670.0159 | 10164.9647 | 8019.0627
3 | 3 | 14 | 809 | 144 | 25.6 | 2.1 | 898.945 | 49.754 | 7054.07 | 6786.748 | 10604.7827 | 9232.4693 | 7412.1655
3 | 3 | 15 | 785 | 125 | 26.1 | 3.1 | 738.348 | 43.762 | 5900.682 | 5679.567 | 9598.5072 | 8345.6991 | 6669.0362
3 | 3 | 16 | 746 | 107 | 26.1 | 3.1 | 532.623 | 38.796 | 4253.074 | 4090.1 | 7897.6565 | 6801.5582 | 5562.7492
3 | 3 | 17 | 476 | 109 | 26.1 | 0 | 262.602 | 38.709 | 1974.552 | 1876.739 | 4087.8636 | 3446.5322 | 3280.5285
3 | 3 | 18 | 0 | 0 | 23.9 | 0 | 0 | 23.9 | 0 | 0 | 0 | 0 | 0
3 | 3 | 19 | 0 | 0 | 22.2 | 3.1 | 0 | 22.2 | 0 | 0 | 0 | 0 | 0
3 | 3 | 20 | 0 | 0 | 21.1 | 2.6 | 0 | 21.1 | 0 | 0 | 0 | 0 | 0
3 | 3 | 21 | 0 | 0 | 20.6 | 3.1 | 0 | 20.6 | 0 | 0 | 0 | 0 | 0
3 | 3 | 22 | 0 | 0 | 18.9 | 3.6 | 0 | 18.9 | 0 | 0 | 0 | 0 | 0
3 | 3 | 23 | 0 | 0 | 16.7 | 2.6 | 0 | 16.7 | 0 | 0 | 0 | 0 | 0
3 | 4 | 0 | 0 | 0 | 16.1 | 0 | 0 | 16.1 | 0 | 0 | 0 | 0 | 0
3 | 4 | 1 | 0 | 0 | 15 | 2.1 | 0 | 15 | 0 | 0 | 0 | 0 | 0
3 | 4 | 2 | 0 | 0 | 13.9 | 1.5 | 0 | 13.9 | 0 | 0 | 0 | 0 | 0
3 | 4 | 3 | 0 | 0 | 13.3 | 0 | 0 | 13.3 | 0 | 0 | 0 | 0 | 0
3 | 4 | 4 | 0 | 0 | 12.2 | 0 | 0 | 12.2 | 0 | 0 | 0 | 0 | 0
3 | 4 | 5 | 0 | 0 | 11.7 | 2.1 | 0 | 11.7 | 0 | 0 | 0 | 0 | 0
3 | 4 | 6 | 0 | 0 | 12.2 | 2.6 | 0 | 12.2 | 0 | 0 | 0 | 0 | 0
3 | 4 | 7 | 415 | 22 | 13.3 | 3.1 | 122.257 | 14.532 | 888.453 | 815.473 | 2824.5478 | 2358.4557 | 1956.2639
3 | 4 | 8 | 727 | 57 | 15.6 | 4.6 | 412.476 | 22.885 | 3419.346 | 3282.269 | 5844.1255 | 4921.9656 | 4049.4535
3 | 4 | 9 | 825 | 87 | 17.8 | 2.6 | 672.63 | 33.882 | 5551.542 | 5343.521 | 8228.0851 | 7030.9251 | 5658.3126
3 | 4 | 10 | 836 | 117 | 20 | 2.1 | 857.758 | 42.411 | 6914.536 | 6653.045 | 9866.5714 | 8583.805 | 6784.6919
3 | 4 | 11 | 881 | 119 | 21.7 | 1.5 | 997.981 | 50.285 | 7821.062 | 7520.503 | 11378.5256 | 9909.1161 | 7716.013
3 | 4 | 12 | 769 | 227 | 22.2 | 4.1 | 1051.586 | 44.96 | 8411.72 | 8084.199 | 10269.5427 | 8948.0387 | 7766.2876
3 | 4 | 13 | 115 | 368 | 22.2 | 5.2 | 488.729 | 31.961 | 4100.534 | 3942.475 | 1540.0903 | 1341.2851 | 3396.3286
3 | 4 | 14 | 282 | 331 | 21.1 | 6.2 | 616.988 | 31.277 | 5186.898 | 4992.108 | 3700.6205 | 3221.9434 | 4462.235
3 | 4 | 15 | 113 | 274 | 21.1 | 6.7 | 360.557 | 26.721 | 3077.188 | 2950.052 | 1383.3641 | 1202.8449 | 2670.2778
3 | 4 | 16 | 0 | 62 | 19.4 | 7.2 | 55.105 | 19.63 | 482.813 | 418.076 | 0 | 0 | 412.4409
3 | 4 | 17 | 254 | 144 | 18.3 | 4.1 | 235.647 | 22.105 | 1947.542 | 1850.396 | 2183.3202 | 1840.947 | 2316.3439
3 | 4 | 18 | 0 | 0 | 17.8 | 4.6 | 0 | 17.8 | 0 | 0 | 0 | 0 | 0
3 | 4 | 19 | 0 | 0 | 17.2 | 3.6 | 0 | 17.2 | 0 | 0 | 0 | 0 | 0
3 | 4 | 20 | 0 | 0 | 17.2 | 1.5 | 0 | 17.2 | 0 | 0 | 0 | 0 | 0
3 | 4 | 21 | 0 | 0 | 17.2 | 3.6 | 0 | 17.2 | 0 | 0 | 0 | 0 | 0
3 | 4 | 22 | 0 | 0 | 14.4 | 3.1 | 0 | 14.4 | 0 | 0 | 0 | 0 | 0
3 | 4 | 23 | 0 | 0 | 14.4 | 0 | 0 | 14.4 | 0 | 0 | 0 | 0 | 0
3 | 5 | 0 | 0 | 0 | 13.9 | 4.1 | 0 | 13.9 | 0 | 0 | 0 | 0 | 0
3 | 5 | 1 | 0 | 0 | 12.8 | 0 | 0 | 12.8 | 0 | 0 | 0 | 0 | 0
3 | 5 | 2 | 0 | 0 | 11.7 | 1.5 | 0 | 11.7 | 0 | 0 | 0 | 0 | 0
3 | 5 | 3 | 0 | 0 | 11.1 | 3.6 | 0 | 11.1 | 0 | 0 | 0 | 0 | 0
3 | 5 | 4 | 0 | 0 | 10 | 1.5 | 0 | 10 | 0 | 0 | 0 | 0 | 0
3 | 5 | 5 | 0 | 0 | 10 | 2.1 | 0 | 10 | 0 | 0 | 0 | 0 | 0
3 | 5 | 6 | 0 | 0 | 10 | 4.1 | 0 | 10 | 0 | 0 | 0 | 0 | 0
3 | 5 | 7 | 0 | 17 | 10.6 | 4.6 | 15.037 | 9.421 | 136.372 | 78.231 | 0 | 0 | 109.4365
3 | 5 | 8 | 60 | 138 | 11.1 | 5.2 | 163.849 | 12.908 | 1455.637 | 1370.19 | 483.4721 | 407.1288 | 1206.9819
3 | 5 | 9 | 46 | 223 | 12.2 | 5.7 | 253.158 | 15.767 | 2244.376 | 2139.77 | 460.0216 | 393.1667 | 1763.8592
3 | 5 | 10 | 0 | 109 | 12.2 | 6.7 | 97.736 | 12.954 | 875.972 | 803.254 | 0 | 0 | 727.3124
3 | 5 | 11 | 0 | 178 | 11.1 | 6.7 | 162.81 | 12.742 | 1460.238 | 1374.685 | 0 | 0 | 1189.1493
3 | 5 | 12 | 0 | 187 | 12.8 | 2.6 | 171.374 | 15.827 | 1521.136 | 1434.179 | 0 | 0 | 1249.4293
3 | 5 | 13 | 85 | 346 | 12.2 | 2.1 | 434.133 | 22.519 | 3765.865 | 3618.312 | 1139.0584 | 991.8772 | 3005.2565
3 | 5 | 14 | 0 | 114 | 12.8 | 3.6 | 102.374 | 14.547 | 912.631 | 839.141 | 0 | 0 | 761.6491
3 | 5 | 15 | 0 | 132 | 13.9 | 6.2 | 119.635 | 14.91 | 1065.194 | 988.447 | 0 | 0 | 881.3319
3 | 5 | 16 | 0 | 89 | 13.9 | 4.6 | 79.938 | 14.327 | 713.147 | 643.797 | 0 | 0 | 592.0766
3 | 5 | 17 | 299 | 150 | 13.3 | 4.1 | 254.216 | 17.498 | 2124.329 | 2022.776 | 2572.3032 | 2169.1117 | 2599.7391
3 | 5 | 18 | 0 | 0 | 12.2 | 2.6 | 0 | 12.2 | 0 | 0 | 0 | 0 | 0
3 | 5 | 19 | 0 | 0 | 11.1 | 2.1 | 0 | 11.1 | 0 | 0 | 0 | 0 | 0
3 | 5 | 20 | 0 | 0 | 11.1 | 2.1 | 0 | 11.1 | 0 | 0 | 0 | 0 | 0
3 | 5 | 21 | 0 | 0 | 11.1 | 4.6 | 0 | 11.1 | 0 | 0 | 0 | 0 | 0
3 | 5 | 22 | 0 | 0 | 11.1 | 4.1 | 0 | 11.1 | 0 | 0 | 0 | 0 | 0
3 | 5 | 23 | 0 | 0 | 11.1 | 5.2 | 0 | 11.1 | 0 | 0 | 0 | 0 | 0
3 | 6 | 0 | 0 | 0 | 10 | 5.2 | 0 | 10 | 0 | 0 | 0 | 0 | 0
3 | 6 | 1 | 0 | 0 | 8.9 | 4.6 | 0 | 8.9 | 0 | 0 | 0 | 0 | 0
3 | 6 | 2 | 0 | 0 | 8.9 | 4.6 | 0 | 8.9 | 0 | 0 | 0 | 0 | 0
3 | 6 | 3 | 0 | 0 | 8.3 | 2.1 | 0 | 8.3 | 0 | 0 | 0 | 0 | 0
3 | 6 | 4 | 0 | 0 | 7.8 | 0 | 0 | 7.8 | 0 | 0 | 0 | 0 | 0
3 | 6 | 5 | 0 | 0 | 7.8 | 3.1 | 0 | 7.8 | 0 | 0 | 0 | 0 | 0
3 | 6 | 6 | 0 | 0 | 7.2 | 4.6 | 0 | 7.2 | 0 | 0 | 0 | 0 | 0
3 | 6 | 7 | 0 | 12 | 7.2 | 5.7 | 10.601 | 6.063 | 97.215 | 39.794 | 0 | 0 | 77.2601
3 | 6 | 8 | 0 | 47 | 7.2 | 4.6 | 41.714 | 6.558 | 381.898 | 319.124 | 0 | 0 | 307.5619
3 | 6 | 9 | 0 | 81 | 7.2 | 3.1 | 72.127 | 7.241 | 658.845 | 590.6 | 0 | 0 | 537.6005
3 | 6 | 10 | 0 | 109 | 7.2 | 5.2 | 97.727 | 7.789 | 891.078 | 818.042 | 0 | 0 | 727.3436
3 | 6 | 11 | 0 | 127 | 7.2 | 3.6 | 114.501 | 8.375 | 1042.006 | 965.759 | 0 | 0 | 848.446
3 | 6 | 12 | 0 | 133 | 7.8 | 3.1 | 120.151 | 9.229 | 1090.339 | 1013.047 | 0 | 0 | 888.6325
3 | 6 | 13 | 0 | 133 | 7.8 | 2.6 | 120.123 | 9.339 | 1089.686 | 1012.408 | 0 | 0 | 888.6348
3 | 6 | 14 | 0 | 114 | 7.2 | 1.5 | 102.365 | 8.509 | 931.152 | 857.271 | 0 | 0 | 761.652
3 | 6 | 15 | 0 | 95 | 7.2 | 0 | 84.832 | 8.749 | 771.047 | 700.51 | 0 | 0 | 634.3026
3 | 6 | 16 | 0 | 88 | 7.2 | 0 | 78.95 | 8.188 | 718.924 | 649.457 | 0 | 0 | 585.4466
3 | 6 | 17 | 0 | 101 | 7.8 | 0 | 97.663 | 9.613 | 885.131 | 812.221 | 0 | 0 | 664.4256
3 | 6 | 18 | 0 | 0 | 7.8 | 2.1 | 0 | 7.8 | 0 | 0 | 0 | 0 | 0
3 | 6 | 19 | 0 | 0 | 7.2 | 1.5 | 0 | 7.2 | 0 | 0 | 0 | 0 | 0
3 | 6 | 20 | 0 | 0 | 7.2 | 1.5 | 0 | 7.2 | 0 | 0 | 0 | 0 | 0
3 | 6 | 21 | 0 | 0 | 7.2 | 1.5 | 0 | 7.2 | 0 | 0 | 0 | 0 | 0
3 | 6 | 22 | 0 | 0 | 7.2 | 2.6 | 0 | 7.2 | 0 | 0 | 0 | 0 | 0
3 | 6 | 23 | 0 | 0 | 6.7 | 2.1 | 0 | 6.7 | 0 | 0 | 0 | 0 | 0
3 | 7 | 0 | 0 | 0 | 6.7 | 3.6 | 0 | 6.7 | 0 | 0 | 0 | 0 | 0
3 | 7 | 1 | 0 | 0 | 6.1 | 3.1 | 0 | 6.1 | 0 | 0 | 0 | 0 | 0
3 | 7 | 2 | 0 | 0 | 6.1 | 3.6 | 0 | 6.1 | 0 | 0 | 0 | 0 | 0
3 | 7 | 3 | 0 | 0 | 6.1 | 4.1 | 0 | 6.1 | 0 | 0 | 0 | 0 | 0
3 | 7 | 4 | 0 | 0 | 6.1 | 3.1 | 0 | 6.1 | 0 | 0 | 0 | 0 | 0
3 | 7 | 5 | 0 | 0 | 6.1 | 2.6 | 0 | 6.1 | 0 | 0 | 0 | 0 | 0
3 | 7 | 6 | 0 | 0 | 6.1 | 0 | 0 | 6.1 | 0 | 0 | 0 | 0 | 0
3 | 7 | 7 | 57 | 45 | 6.7 | 0 | 58.628 | 5.031 | 511.041 | 445.748 | 389.4972 | 325.5121 | 539.8346
3 | 7 | 8 | 143 | 146 | 6.7 | 2.6 | 217.252 | 10.559 | 1931.673 | 1834.916 | 1157.7378 | 974.6834 | 1683.6666
3 | 7 | 9 | 0 | 121 | 7.2 | 2.1 | 109.354 | 8.904 | 993.426 | 918.221 | 0 | 0 | 803.1761
3 | 7 | 10 | 6 | 198 | 7.8 | 1.5 | 187.642 | 11.657 | 1688.983 | 1598.089 | 71.277 | 62.0007 | 1364.6422
3 | 7 | 11 | 6 | 232 | 8.3 | 3.6 | 220.871 | 12.175 | 1984.743 | 1886.678 | 77.8512 | 67.7782 | 1597.2845
3 | 7 | 12 | 102 | 372 | 9.4 | 2.1 | 480.817 | 21.151 | 4190.716 | 4029.761 | 1365.3235 | 1189.1986 | 3316.6114
3 | 7 | 13 | 279 | 387 | 10.6 | 0 | 702.767 | 38.075 | 5766.906 | 5550.857 | 3743.2414 | 3258.575 | 4864.93
3 | 7 | 14 | 294 | 338 | 11.7 | 0 | 633.351 | 38.294 | 5190.733 | 4995.806 | 3869.9145 | 3370.0971 | 4611.952
3 | 7 | 15 | 627 | 201 | 12.8 | 2.6 | 694.538 | 30.13 | 5838.635 | 5619.877 | 7701.7369 | 6697.5713 | 6023.5892
3 | 7 | 16 | 748 | 108 | 12.8 | 3.1 | 532.093 | 25.558 | 4454.146 | 4284.572 | 7952.3589 | 6853.9242 | 5601.9829
3 | 7 | 17 | 480 | 100 | 12.2 | 2.1 | 253.064 | 18.903 | 2031.219 | 1932 | 4135.6721 | 3487.9563 | 3251.0701
3 | 7 | 18 | 0 | 0 | 11.1 | 2.6 | 0 | 11.1 | 0 | 0 | 0 | 0 | 0
3 | 7 | 19 | 0 | 0 | 10.6 | 2.1 | 0 | 10.6 | 0 | 0 | 0 | 0 | 0
3 | 7 | 20 | 0 | 0 | 10 | 2.6 | 0 | 10 | 0 | 0 | 0 | 0 | 0
3 | 7 | 21 | 0 | 0 | 9.4 | 0 | 0 | 9.4 | 0 | 0 | 0 | 0 | 0
3 | 7 | 22 | 0 | 0 | 9.4 | 3.1 | 0 | 9.4 | 0 | 0 | 0 | 0 | 0
3 | 7 | 23 | 0 | 0 | 8.3 | 2.6 | 0 | 8.3 | 0 | 0 | 0 | 0 | 0
3 | 8 | 0 | 0 | 0 | 8.3 | 3.6 | 0 | 8.3 | 0 | 0 | 0 | 0 | 0
3 | 8 | 1 | 0 | 0 | 7.8 | 2.6 | 0 | 7.8 | 0 | 0 | 0 | 0 | 0
3 | 8 | 2 | 0 | 0 | 7.8 | 2.6 | 0 | 7.8 | 0 | 0 | 0 | 0 | 0
3 | 8 | 3 | 0 | 0 | 6.7 | 0 | 0 | 6.7 | 0 | 0 | 0 | 0 | 0
3 | 8 | 4 | 0 | 0 | 6.7 | 2.1 | 0 | 6.7 | 0 | 0 | 0 | 0 | 0
3 | 8 | 5 | 0 | 0 | 6.7 | 0 | 0 | 6.7 | 0 | 0 | 0 | 0 | 0
3 | 8 | 6 | 0 | 0 | 6.1 | 0 | 0 | 6.1 | 0 | 0 | 0 | 0 | 0
3 | 8 | 7 | 453 | 28 | 8.3 | 0 | 138.588 | 10.934 | 1029.622 | 953.641 | 3099.4678 | 2591.0274 | 2169.8431
3 | 8 | 8 | 721 | 64 | 10.6 | 3.1 | 420.136 | 19.346 | 3533.125 | 3392.652 | 5850.9582 | 4925.3012 | 4098.0017
3 | 8 | 9 | 873 | 70 | 12.2 | 2.6 | 684.808 | 28.731 | 5756.819 | 5541.15 | 8800.2711 | 7526.1887 | 5891.8203
3 | 8 | 10 | 884 | 105 | 13.9 | 3.1 | 887.963 | 34.774 | 7362.154 | 7081.723 | 10523.733 | 9153.6117 | 7101.5627
3 | 8 | 11 | 959 | 92 | 15 | 3.1 | 1035.316 | 39.607 | 8446.428 | 8117.285 | 12461.7451 | 10848.5784 | 8194.5767
3 | 8 | 12 | 967 | 100 | 16.1 | 0 | 1094.629 | 57.679 | 8336.979 | 8012.936 | 12952.8596 | 11280.3018 | 8553.5868
3 | 8 | 13 | 896 | 139 | 17.2 | 4.1 | 1054.818 | 40.383 | 8582.067 | 8246.55 | 12027.9391 | 10468.9743 | 8252.6536
3 | 8 | 14 | 790 | 174 | 17.2 | 3.1 | 919.037 | 39.505 | 7495.356 | 7209.157 | 10408.65 | 9065.0603 | 7493.1335
3 | 8 | 15 | 577 | 212 | 17.2 | 2.1 | 668.358 | 35.747 | 5507.134 | 5300.748 | 7094.9369 | 6170.1945 | 5728.2273
3 | 8 | 16 | 187 | 206 | 17.2 | 2.1 | 313.832 | 25.918 | 2661.997 | 2546.389 | 1989.9153 | 1715.3415 | 2592.4978
3 | 8 | 17 | 28 | 109 | 16.7 | 0 | 118.525 | 22.321 | 1017.798 | 942.071 | 241.4069 | 203.6122 | 868.4928
3 | 8 | 18 | 0 | 0 | 16.7 | 0 | 0 | 16.7 | 0 | 0 | 0 | 0 | 0
3 | 8 | 19 | 0 | 0 | 15.6 | 0 | 0 | 15.6 | 0 | 0 | 0 | 0 | 0
3 | 8 | 20 | 0 | 0 | 14.4 | 1.5 | 0 | 14.4 | 0 | 0 | 0 | 0 | 0
3 | 8 | 21 | 0 | 0 | 13.3 | 0 | 0 | 13.3 | 0 | 0 | 0 | 0 | 0
3 | 8 | 22 | 0 | 0 | 13.3 | 1.5 | 0 | 13.3 | 0 | 0 | 0 | 0 | 0
3 | 8 | 23 | 0 | 0 | 12.8 | 0 | 0 | 12.8 | 0 | 0 | 0 | 0 | 0
3 | 9 | 0 | 0 | 0 | 11.1 | 0 | 0 | 11.1 | 0 | 0 | 0 | 0 | 0
3 | 9 | 1 | 0 | 0 | 10.6 | 1.5 | 0 | 10.6 | 0 | 0 | 0 | 0 | 0
3 | 9 | 2 | 0 | 0 | 10 | 1.5 | 0 | 10 | 0 | 0 | 0 | 0 | 0
3 | 9 | 3 | 0 | 0 | 10 | 1.5 | 0 | 10 | 0 | 0 | 0 | 0 | 0
3 | 9 | 4 | 0 | 0 | 10 | 1.5 | 0 | 10 | 0 | 0 | 0 | 0 | 0
3 | 9 | 5 | 0 | 0 | 9.4 | 0 | 0 | 9.4 | 0 | 0 | 0 | 0 | 0
3 | 9 | 6 | 0 | 0 | 9.4 | 0 | 0 | 9.4 | 0 | 0 | 0 | 0 | 0
3 | 9 | 7 | 471 | 28 | 10.6 | 2.1 | 143.021 | 12.493 | 1055.792 | 979.247 | 3226.7139 | 2698.1404 | 2251.0975
3 | 9 | 8 | 711 | 65 | 12.8 | 2.1 | 417.197 | 22.573 | 3471.389 | 3332.764 | 5783.2475 | 4867.8199 | 4061.6238
3 | 9 | 9 | 845 | 87 | 14.4 | 0 | 690.185 | 40.826 | 5555.682 | 5347.507 | 8540.1724 | 7305.484 | 5842.7462
3 | 9 | 10 | 873 | 120 | 16.1 | 0 | 895.909 | 50.263 | 7011.489 | 6745.954 | 10414.4713 | 9058.0504 | 7134.6434
3 | 9 | 11 | 739 | 203 | 17.2 | 3.1 | 961.752 | 40.094 | 7832.547 | 7531.476 | 9616.9867 | 8371.6448 | 7205.787
3 | 9 | 12 | 901 | 131 | 17.8 | 2.1 | 1062.448 | 46.096 | 8462.338 | 8132.451 | 12076.819 | 10515.7499 | 8227.9603
3 | 9 | 13 | 926 | 131 | 18.9 | 3.6 | 1064.567 | 43.182 | 8571.67 | 8236.644 | 12437.1952 | 10823.5368 | 8448.5954
3 | 9 | 14 | 735 | 196 | 18.9 | 3.6 | 892.701 | 39.529 | 7280.211 | 7003.298 | 9692.8858 | 8442.3774 | 7204.7869
3 | 9 | 15 | 677 | 174 | 18.9 | 1.5 | 706.377 | 40.186 | 5723.539 | 5509.119 | 8332.879 | 7247.163 | 6227.0251
3 | 9 | 16 | 506 | 145 | 18.9 | 3.1 | 434.874 | 29.347 | 3607.153 | 3464.448 | 5389.125 | 4646.2505 | 4273.8367
3 | 9 | 17 | 386 | 107 | 18.3 | 3.1 | 230.151 | 23.288 | 1838.617 | 1744.132 | 3329.9627 | 2808.7955 | 2791.8566
3 | 9 | 18 | 56 | 0 | 17.2 | 3.1 | 6.176 | 16.288 | 27.765 | 0 | 396.8419 | 333.9214 | 253.1771
3 | 9 | 19 | 0 | 0 | 16.7 | 2.6 | 0 | 16.7 | 0 | 0 | 0 | 0 | 0
3 | 9 | 20 | 0 | 0 | 15.6 | 0 | 0 | 15.6 | 0 | 0 | 0 | 0 | 0
3 | 9 | 21 | 0 | 0 | 13.9 | 0 | 0 | 13.9 | 0 | 0 | 0 | 0 | 0
3 | 9 | 22 | 0 | 0 | 12.8 | 0 | 0 | 12.8 | 0 | 0 | 0 | 0 | 0
3 | 9 | 23 | 0 | 0 | 12.2 | 0 | 0 | 12.2 | 0 | 0 | 0 | 0 | 0
3 | 10 | 0 | 0 | 0 | 11.7 | 0 | 0 | 11.7 | 0 | 0 | 0 | 0 | 0
3 | 10 | 1 | 0 | 0 | 10.6 | 0 | 0 | 10.6 | 0 | 0 | 0 | 0 | 0
3 | 10 | 2 | 0 | 0 | 10 | 1.5 | 0 | 10 | 0 | 0 | 0 | 0 | 0
3 | 10 | 3 | 0 | 0 | 10 | 0 | 0 | 10 | 0 | 0 | 0 | 0 | 0
3 | 10 | 4 | 0 | 0 | 9.4 | 2.1 | 0 | 9.4 | 0 | 0 | 0 | 0 | 0
3 | 10 | 5 | 0 | 0 | 9.4 | 1.5 | 0 | 9.4 | 0 | 0 | 0 | 0 | 0
3 | 10 | 6 | 0 | 0 | 8.9 | 0 | 0 | 8.9 | 0 | 0 | 0 | 0 | 0
3 | 10 | 7 | 417 | 34 | 10.6 | 0 | 137.83 | 13.264 | 1033.088 | 957.033 | 2860.3373 | 2392.4208 | 2054.2568
3 | 10 | 8 | 663 | 76 | 12.2 | 0 | 407.883 | 27.226 | 3346.341 | 3211.418 | 5405.2824 | 4549.2828 | 3895.7227
3 | 10 | 9 | 799 | 98 | 14.4 | 2.6 | 671.371 | 30.517 | 5612.498 | 5402.22 | 8095.9923 | 6927.2538 | 5640.5708
3 | 10 | 10 | 908 | 98 | 16.1 | 2.6 | 894.657 | 38.178 | 7326.216 | 7047.331 | 10854.2529 | 9440.0083 | 7254.7528
3 | 10 | 11 | 935 | 102 | 17.8 | 3.6 | 1024.503 | 40.931 | 8317.517 | 7994.375 | 12185.0839 | 10606.8852 | 8093.0368
3 | 10 | 12 | 943 | 124 | 18.9 | 2.6 | 1097.431 | 46.428 | 8730.011 | 8387.468 | 12647.7625 | 11011.1228 | 8529.3009
3 | 10 | 13 | 890 | 142 | 20 | 3.6 | 1051.982 | 44.043 | 8443.131 | 8114.143 | 11959.6723 | 10406.4292 | 8231.372
3 | 10 | 14 | 870 | 125 | 21.1 | 1.5 | 931.135 | 48.642 | 7337.569 | 7058.196 | 11483.3508 | 10002.6524 | 7819.4035
3 | 10 | 15 | 827 | 114 | 21.1 | 4.6 | 750.474 | 36.711 | 6154.255 | 5923.371 | 10188.9111 | 8861.8433 | 6954.6384
3 | 10 | 16 | 732 | 120 | 21.7 | 4.6 | 533.114 | 32.622 | 4353.613 | 4187.357 | 7802.4292 | 6727.8802 | 5589.1536
3 | 10 | 17 | 518 | 110 | 21.1 | 2.6 | 271.236 | 27.735 | 2108.203 | 2007.056 | 4471.1148 | 3771.558 | 3527.0412
3 | 10 | 18 | 81 | 0 | 20 | 3.1 | 8.703 | 19.315 | 38.042 | 0 | 574.2654 | 483.2467 | 366.3411
3 | 10 | 19 | 0 | 0 | 18.3 | 1.5 | 0 | 18.3 | 0 | 0 | 0 | 0 | 0
3 | 10 | 20 | 0 | 0 | 17.2 | 0 | 0 | 17.2 | 0 | 0 | 0 | 0 | 0
3 | 10 | 21 | 0 | 0 | 16.1 | 0 | 0 | 16.1 | 0 | 0 | 0 | 0 | 0
3 | 10 | 22 | 0 | 0 | 15.6 | 0 | 0 | 15.6 | 0 | 0 | 0 | 0 | 0
3 | 10 | 23 | 0 | 0 | 14.4 | 0 | 0 | 14.4 | 0 | 0 | 0 | 0 | 0
3 | 11 | 0 | 0 | 0 | 13.3 | 2.1 | 0 | 13.3 | 0 | 0 | 0 | 0 | 0
3 | 11 | 1 | 0 | 0 | 12.8 | 0 | 0 | 12.8 | 0 | 0 | 0 | 0 | 0
3 | 11 | 2 | 0 | 0 | 10.6 | 0 | 0 | 10.6 | 0 | 0 | 0 | 0 | 0
3 | 11 | 3 | 0 | 0 | 10.6 | 0 | 0 | 10.6 | 0 | 0 | 0 | 0 | 0
3 | 11 | 4 | 0 | 0 | 10 | 2.6 | 0 | 10 | 0 | 0 | 0 | 0 | 0
3 | 11 | 5 | 0 | 0 | 10.6 | 2.1 | 0 | 10.6 | 0 | 0 | 0 | 0 | 0
3 | 11 | 6 | 0 | 0 | 11.7 | 2.6 | 0 | 11.7 | 0 | 0 | 0 | 0 | 0
3 | 11 | 7 | 490 | 31 | 12.2 | 0 | 151.388 | 15.575 | 1111.111 | 1033.368 | 3365.1908 | 2815.4205 | 2358.4237
3 | 11 | 8 | 719 | 67 | 15.6 | 1.5 | 424.529 | 26.537 | 3486.307 | 3347.236 | 5875.2731 | 4944.4691 | 4131.9023
3 | 11 | 9 | 822 | 88 | 18.3 | 1.5 | 676.945 | 37.183 | 5523.848 | 5316.848 | 8350.1203 | 7146.5747 | 5729.457
3 | 11 | 10 | 879 | 109 | 20.6 | 2.6 | 890.085 | 42.415 | 7175.942 | 6903.473 | 10528.8134 | 9156.4562 | 7129.804
3 | 11 | 11 | 894 | 130 | 22.2 | 2.6 | 1026.215 | 47.611 | 8125.26 | 7810.964 | 11667.1404 | 10155.9857 | 7965.0094
3 | 11 | 12 | 847 | 155 | 22.8 | 1.5 | 1045.898 | 53.054 | 8111.495 | 7797.827 | 11367.0096 | 9894.4844 | 7956.9779
3 | 11 | 13 | 896 | 141 | 25 | 3.1 | 1056.607 | 49.993 | 8291.038 | 7969.123 | 12046.0746 | 10480.1287 | 8277.2141
3 | 11 | 14 | 814 | 154 | 25.6 | 1.5 | 917.16 | 52.53 | 7120.571 | 6850.447 | 10753.3218 | 9367.4841 | 7569.1804
3 | 11 | 15 | 770 | 136 | 25.6 | 0 | 734.528 | 55.413 | 5613.813 | 5403.486 | 9495.3535 | 8259.0707 | 6679.9977
3 | 11 | 16 | 611 | 166 | 25.6 | 3.1 | 510.536 | 37.792 | 4104.513 | 3946.327 | 6517.5951 | 5620.7663 | 5106.1991
3 | 11 | 17 | 126 | 116 | 24.4 | 3.1 | 156.512 | 27.904 | 1283.051 | 1201.514 | 1088.0891 | 917.891 | 1445.4629
3 | 11 | 18 | 21 | 0 | 22.8 | 3.1 | 2.196 | 21.735 | 9.345 | 0 | 148.9423 | 125.3429 | 95.0084
3 | 11 | 19 | 0 | 0 | 21.1 | 2.1 | 0 | 21.1 | 0 | 0 | 0 | 0 | 0
3 | 11 | 20 | 0 | 0 | 18.9 | 1.5 | 0 | 18.9 | 0 | 0 | 0 | 0 | 0
3 | 11 | 21 | 0 | 0 | 17.2 | 2.1 | 0 | 17.2 | 0 | 0 | 0 | 0 | 0
3 | 11 | 22 | 0 | 0 | 17.2 | 1.5 | 0 | 17.2 | 0 | 0 | 0 | 0 | 0
3 | 11 | 23 | 0 | 0 | 15.6 | 0 | 0 | 15.6 | 0 | 0 | 0 | 0 | 0
3 | 12 | 0 | 0 | 0 | 15 | 0 | 0 | 15 | 0 | 0 | 0 | 0 | 0
3 | 12 | 1 | 0 | 0 | 15.6 | 2.6 | 0 | 15.6 | 0 | 0 | 0 | 0 | 0
3 | 12 | 2 | 0 | 0 | 12.2 | 0 | 0 | 12.2 | 0 | 0 | 0 | 0 | 0
3 | 12 | 3 | 0 | 0 | 12.8 | 2.1 | 0 | 12.8 | 0 | 0 | 0 | 0 | 0
3 | 12 | 4 | 0 | 0 | 12.2 | 1.5 | 0 | 12.2 | 0 | 0 | 0 | 0 | 0
3 | 12 | 5 | 0 | 0 | 11.7 | 2.6 | 0 | 11.7 | 0 | 0 | 0 | 0 | 0
3 | 12 | 6 | 0 | 0 | 11.1 | 1.5 | 0 | 11.1 | 0 | 0 | 0 | 0 | 0
3 | 12 | 7 | 485 | 31 | 13.3 | 1.5 | 150.675 | 15.62 | 1107.502 | 1029.837 | 3334.8657 | 2790.758 | 2338.5514
3 | 12 | 8 | 676 | 76 | 17.2 | 3.1 | 415.196 | 25.835 | 3424.325 | 3287.1 | 5536.4474 | 4659.0292 | 3977.5932
3 | 12 | 9 | 811 | 96 | 19.4 | 3.6 | 678.852 | 34.026 | 5604.538 | 5394.556 | 8258.9148 | 7070.4595 | 5725.1404
3 | 12 | 10 | 796 | 145 | 21.1 | 2.1 | 863.018 | 43.613 | 6927.565 | 6665.533 | 9553.5583 | 8307.8727 | 6776.6935
3 | 12 | 11 | 870 | 139 | 22.8 | 0 | 1013.25 | 60.583 | 7627.105 | 7335.141 | 11369.5505 | 9897.1278 | 7844.0687
3 | 12 | 12 | 925 | 125 | 24.4 | 2.1 | 1080.604 | 52.882 | 8386.26 | 8059.926 | 12420.8941 | 10810.0802 | 8398.5101
3 | 12 | 13 | 775 | 207 | 25.6 | 0 | 1015.565 | 64.181 | 7535.428 | 7247.481 | 10424.1068 | 9067.8117 | 7730.3225
3 | 12 | 14 | 637 | 236 | 26.1 | 2.6 | 840.326 | 47.411 | 6654.355 | 6403.56 | 8421.9342 | 7337.098 | 6699.1117
3 | 12 | 15 | 282 | 286 | 26.1 | 2.1 | 515.083 | 40.36 | 4179.616 | 4019.019 | 3480.5675 | 3027.569 | 4025.4695
3 | 12 | 16 | 385 | 170 | 26.1 | 3.1 | 385.757 | 34.939 | 3144.884 | 3015.812 | 4109.7069 | 3544.6587 | 3654.3588
3 | 12 | 17 | 401 | 105 | 25.6 | 3.1 | 230.602 | 30.547 | 1788.872 | 1695.589 | 3464.338 | 2922.5772 | 2862.8699
3 | 12 | 18 | 71 | 1 | 23.9 | 2.1 | 8.572 | 23.194 | 41.675 | 0 | 503.7347 | 423.9404 | 327.7714
3 | 12 | 19 | 0 | 0 | 22.2 | 0 | 0 | 22.2 | 0 | 0 | 0 | 0 | 0
3 | 12 | 20 | 0 | 0 | 20.6 | 0 | 0 | 20.6 | 0 | 0 | 0 | 0 | 0
3 | 12 | 21 | 0 | 0 | 19.4 | 1.5 | 0 | 19.4 | 0 | 0 | 0 | 0 | 0
3 | 12 | 22 | 0 | 0 | 18.9 | 0 | 0 | 18.9 | 0 | 0 | 0 | 0 | 0
3 | 12 | 23 | 0 | 0 | 18.3 | 1.5 | 0 | 18.3 | 0 | 0 | 0 | 0 | 0
3 | 13 | 0 | 0 | 0 | 17.2 | 2.6 | 0 | 17.2 | 0 | 0 | 0 | 0 | 0
3 | 13 | 1 | 0 | 0 | 17.2 | 2.6 | 0 | 17.2 | 0 | 0 | 0 | 0 | 0
3 | 13 | 2 | 0 | 0 | 16.7 | 3.1 | 0 | 16.7 | 0 | 0 | 0 | 0 | 0
3 | 13 | 3 | 0 | 0 | 16.1 | 2.1 | 0 | 16.1 | 0 | 0 | 0 | 0 | 0
3 | 13 | 4 | 0 | 0 | 16.1 | 3.1 | 0 | 16.1 | 0 | 0 | 0 | 0 | 0
3 | 13 | 5 | 0 | 0 | 16.1 | 3.1 | 0 | 16.1 | 0 | 0 | 0 | 0 | 0
3 | 13 | 6 | 0 | 0 | 15.6 | 2.6 | 0 | 15.6 | 0 | 0 | 0 | 0 | 0
3 | 13 | 7 | 0 | 43 | 16.1 | 2.1 | 38.453 | 15.218 | 342.017 | 280.009 | 0 | 0 | 277.1007
3 | 13 | 8 | 155 | 165 | 17.8 | 2.1 | 241.397 | 22.569 | 2062.322 | 1962.326 | 1272.3069 | 1070.6184 | 1880.8155
3 | 13 | 9 | 603 | 176 | 20.6 | 3.6 | 617.286 | 33.492 | 5114.524 | 4922.306 | 6155.791 | 5271.4817 | 4960.1174
3 | 13 | 10 | 820 | 153 | 22.2 | 2.6 | 892.826 | 43.873 | 7160.013 | 6888.219 | 9860.8028 | 8574.6276 | 7016.5894
3 | 13 | 11 | 888 | 122 | 23.9 | 1.5 | 1002.149 | 52.564 | 7785.375 | 7486.408 | 11620.3916 | 10115.8774 | 7882.9936
3 | 13 | 12 | 859 | 144 | 25 | 0 | 1046.121 | 64.129 | 7764.502 | 7466.463 | 11540.9372 | 10042.6334 | 7989.7498
3 | 13 | 13 | 817 | 177 | 26.1 | 1.5 | 1016.272 | 55.457 | 7807.462 | 7507.511 | 10993.8817 | 9562.2975 | 7876.4277
3 | 13 | 14 | 722 | 193 | 26.1 | 3.1 | 875.802 | 47.05 | 6944.231 | 6681.505 | 9553.2074 | 8323.2268 | 7099.9303
3 | 13 | 15 | 713 | 156 | 27.2 | 3.6 | 711.922 | 43.381 | 5698.612 | 5485.125 | 8807.5182 | 7661.6342 | 6395.5299
3 | 13 | 16 | 683 | 130 | 26.7 | 3.6 | 514.022 | 38.298 | 4114.129 | 3955.636 | 7295.4397 | 6293.1226 | 5343.9548
3 | 13 | 17 | 530 | 106 | 26.1 | 3.6 | 268.529 | 31.905 | 2047.999 | 1948.362 | 4580.4491 | 3864.2952 | 3569.1585
3 | 13 | 18 | 99 | 1 | 25.6 | 2.6 | 11.149 | 25.117 | 51.283 | 0 | 702.5819 | 591.3126 | 454.5857
3 | 13 | 19 | 0 | 0 | 24.4 | 2.1 | 0 | 24.4 | 0 | 0 | 0 | 0 | 0
3 | 13 | 20 | 0 | 0 | 21.1 | 1.5 | 0 | 21.1 | 0 | 0 | 0 | 0 | 0
3 | 13 | 21 | 0 | 0 | 21.1 | 2.1 | 0 | 21.1 | 0 | 0 | 0 | 0 | 0
3 | 13 | 22 | 0 | 0 | 18.3 | 0 | 0 | 18.3 | 0 | 0 | 0 | 0 | 0
3 | 13 | 23 | 0 | 0 | 18.3 | 0 | 0 | 18.3 | 0 | 0 | 0 | 0 | 0
3 | 14 | 0 | 0 | 0 | 18.3 | 0 | 0 | 18.3 | 0 | 0 | 0 | 0 | 0
3 | 14 | 1 | 0 | 0 | 17.2 | 1.5 | 0 | 17.2 | 0 | 0 | 0 | 0 | 0
3 | 14 | 2 | 0 | 0 | 15.6 | 2.6 | 0 | 15.6 | 0 | 0 | 0 | 0 | 0
3 | 14 | 3 | 0 | 0 | 15 | 2.6 | 0 | 15 | 0 | 0 | 0 | 0 | 0
3 | 14 | 4 | 0 | 0 | 14.4 | 1.5 | 0 | 14.4 | 0 | 0 | 0 | 0 | 0
3 | 14 | 5 | 0 | 0 | 14.4 | 2.1 | 0 | 14.4 | 0 | 0 | 0 | 0 | 0
3 | 14 | 6 | 0 | 0 | 13.9 | 0 | 0 | 13.9 | 0 | 0 | 0 | 0 | 0
3 | 14 | 7 | 484 | 37 | 15 | 1.5 | 157.749 | 17.558 | 1164.168 | 1085.265 | 3335.7902 | 2792.8914 | 2376.995
3 | 14 | 8 | 628 | 95 | 18.3 | 2.1 | 413.441 | 27.989 | 3394.425 | 3258.085 | 5166.3682 | 4347.2323 | 3869.0263
3 | 14 | 9 | 818 | 97 | 20.6 | 1.5 | 686.112 | 39.616 | 5550.847 | 5342.851 | 8370.8024 | 7170.4158 | 5798.3958
3 | 14 | 10 | 879 | 109 | 22.2 | 0 | 891.722 | 55.691 | 6833.807 | 6575.66 | 10590.5419 | 9208.7694 | 7166.2828
3 | 14 | 11 | 912 | 129 | 23.9 | 0 | 1033.127 | 62.276 | 7724.124 | 7427.877 | 11950.1268 | 10403.5043 | 8130.2434
3 | 14 | 12 | 967 | 113 | 25.6 | 0 | 1110.116 | 66.564 | 8158.123 | 7842.323 | 12998.7219 | 11309.4193 | 8670.2688
3 | 14 | 13 | 914 | 154 | 27.2 | 1.5 | 1087.456 | 58.443 | 8256.582 | 7936.258 | 12304.3927 | 10701.0135 | 8520.0539
3 | 14 | 14 | 716 | 208 | 28.3 | 0 | 885.16 | 63.034 | 6593.039 | 6344.731 | 9480.9138 | 8260.7645 | 7156.2542
3 | 14 | 15 | 757 | 142 | 28.9 | 4.1 | 728.871 | 44.721 | 5803.752 | 5586.314 | 9358.4862 | 8141.3629 | 6637.013
3 | 14 | 16 | 801 | 103 | 28.3 | 4.1 | 548.968 | 40.131 | 4353.274 | 4187.029 | 8560.927 | 7385.5427 | 5941.0612
3 | 14 | 17 | 551 | 95 | 27.8 | 3.6 | 263.391 | 33.585 | 1984.04 | 1885.993 | 4763.3743 | 4018.7485 | 3611.4259
3 | 14 | 18 | 109 | 1 | 26.7 | 3.1 | 11.821 | 26.24 | 52.907 | 0 | 773.7136 | 651.1992 | 499.9373
3 | 14 | 19 | 0 | 0 | 25 | 1.5 | 0 | 25 | 0 | 0 | 0 | 0 | 0
3 | 14 | 20 | 0 | 0 | 22.8 | 0 | 0 | 22.8 | 0 | 0 | 0 | 0 | 0
3 | 14 | 21 | 0 | 0 | 20 | 0 | 0 | 20 | 0 | 0 | 0 | 0 | 0
3 | 14 | 22 | 0 | 0 | 20 | 0 | 0 | 20 | 0 | 0 | 0 | 0 | 0
3 | 14 | 23 | 0 | 0 | 20 | 0 | 0 | 20 | 0 | 0 | 0 | 0 | 0
3 | 15 | 0 | 0 | 0 | 17.8 | 0 | 0 | 17.8 | 0 | 0 | 0 | 0 | 0
3 | 15 | 1 | 0 | 0 | 16.7 | 1.5 | 0 | 16.7 | 0 | 0 | 0 | 0 | 0
3 | 15 | 2 | 0 | 0 | 16.1 | 2.1 | 0 | 16.1 | 0 | 0 | 0 | 0 | 0
3 | 15 | 3 | 0 | 0 | 15 | 2.1 | 0 | 15 | 0 | 0 | 0 | 0 | 0
3 | 15 | 4 | 0 | 0 | 14.4 | 0 | 0 | 14.4 | 0 | 0 | 0 | 0 | 0
3 | 15 | 5 | 0 | 0 | 13.9 | 1.5 | 0 | 13.9 | 0 | 0 | 0 | 0 | 0
3 | 15 | 6 | 0 | 0 | 14.4 | 2.6 | 0 | 14.4 | 0 | 0 | 0 | 0 | 0
3 | 15 | 7 | 374 | 44 | 15.6 | 3.1 | 139.725 | 17.288 | 1058.284 | 981.686 | 2580.5856 | 2161.0996 | 1937.6645
3 | 15 | 8 | 579 | 103 | 17.8 | 2.1 | 398.553 | 27.045 | 3288.961 | 3155.719 | 4773.7425 | 4016.7758 | 3674.5642
3 | 15 | 9 | 783 | 118 | 20 | 2.6 | 687.287 | 36.349 | 5629.854 | 5418.931 | 8031.6582 | 6881.9989 | 5728.0847
3 | 15 | 10 | 838 | 134 | 22.2 | 2.1 | 884.136 | 45.206 | 7054.793 | 6787.441 | 10115.5277 | 8795.387 | 7044.1224
3 | 15 | 11 | 668 | 247 | 25 | 1.5 | 938.73 | 51.968 | 7309.883 | 7031.699 | 8764.1471 | 7630.4005 | 6980.7648
3 | 15 | 12 | 559 | 280 | 26.1 | 2.6 | 890.102 | 48.363 | 7028.918 | 6762.652 | 7518.0073 | 6540.0261 | 6448.5872
3 | 15 | 13 | 466 | 330 | 27.2 | 4.6 | 833.892 | 44.43 | 6683.291 | 6431.317 | 6275.9418 | 5457.6304 | 6025.3546
3 | 15 | 14 | 734 | 212 | 28.3 | 4.6 | 904.51 | 46.839 | 7177.641 | 6905.1 | 9726.221 | 8474.9826 | 7332.2758
3 | 15 | 15 | 412 | 270 | 28.3 | 3.6 | 591.216 | 41.948 | 4765.238 | 4585.182 | 5097.244 | 4434.5562 | 4901.4799
3 | 15 | 16 | 727 | 121 | 28.3 | 4.1 | 526.796 | 39.41 | 4194.222 | 4033.154 | 7774.2276 | 6707.5135 | 5577.7501
3 | 15 | 17 | 520 | 96 | 28.3 | 4.6 | 254.372 | 33.282 | 1922.257 | 1825.731 | 4496.476 | 3793.671 | 3450.6583
3 | 15 | 18 | 109 | 1 | 27.2 | 3.6 | 11.495 | 26.72 | 50.623 | 0 | 773.8312 | 651.3125 | 499.9996
3 | 15 | 19 | 0 | 0 | 26.7 | 2.6 | 0 | 26.7 | 0 | 0 | 0 | 0 | 0
3 | 15 | 20 | 0 | 0 | 24.4 | 1.5 | 0 | 24.4 | 0 | 0 | 0 | 0 | 0
3 | 15 | 21 | 0 | 0 | 23.9 | 2.6 | 0 | 23.9 | 0 | 0 | 0 | 0 | 0
3 | 15 | 22 | 0 | 0 | 21.7 | 2.1 | 0 | 21.7 | 0 | 0 | 0 | 0 | 0
3 | 15 | 23 | 0 | 0 | 21.1 | 2.1 | 0 | 21.1 | 0 | 0 | 0 | 0 | 0
3 | 16 | 0 | 0 | 0 | 19.4 | 1.5 | 0 | 19.4 | 0 | 0 | 0 | 0 | 0
3 | 16 | 1 | 0 | 0 | 19.4 | 2.1 | 0 | 19.4 | 0 | 0 | 0 | 0 | 0
3 | 16 | 2 | 0 | 0 | 18.3 | 2.1 | 0 | 18.3 | 0 | 0 | 0 | 0 | 0
3 | 16 | 3 | 0 | 0 | 17.8 | 2.6 | 0 | 17.8 | 0 | 0 | 0 | 0 | 0
3 | 16 | 4 | 0 | 0 | 16.1 | 2.1 | 0 | 16.1 | 0 | 0 | 0 | 0 | 0
3 | 16 | 5 | 0 | 0 | 15.6 | 2.1 | 0 | 15.6 | 0 | 0 | 0 | 0 | 0
3 | 16 | 6 | 0 | 0 | 16.7 | 2.1 | 0 | 16.7 | 0 | 0 | 0 | 0 | 0
3 | 16 | 7 | 535 | 34 | 17.2 | 0 | 167.398 | 21.444 | 1210.24 | 1130.322 | 3695.5865 | 3095.5517 | 2587.4442
3 | 16 | 8 | 764 | 67 | 20.6 | 3.1 | 449.612 | 30.075 | 3649.878 | 3505.877 | 6312.7283 | 5311.6957 | 4405.188
3 | 16 | 9 | 853 | 81 | 22.2 | 4.6 | 689.609 | 35.75 | 5657.586 | 5445.632 | 8770.0941 | 7517.0764 | 5935.7896
3 | 16 | 10 | 886 | 109 | 23.3 | 2.6 | 891.245 | 45.079 | 7114.506 | 6844.639 | 10714.6401 | 9316.011 | 7241.253
3 | 16 | 11 | 918 | 128 | 24.4 | 3.1 | 1038.329 | 48.686 | 8187.724 | 7870.567 | 12059.1473 | 10500.0113 | 8189.7371
3 | 16 | 12 | 931 | 111 | 24.4 | 3.1 | 1071.504 | 49.725 | 8417.494 | 8089.704 | 12527.0529 | 10896.0228 | 8369.0292
3 | 16 | 13 | 902 | 131 | 26.1 | 1.5 | 1039.179 | 56.104 | 7963.147 | 7656.211 | 12152.7181 | 10567.3728 | 8272.1794
3 | 16 | 14 | 906 | 112 | 26.7 | 3.1 | 937.334 | 49.025 | 7375.161 | 7094.169 | 12013.598 | 10468.6149 | 8055.5443
3 | 16 | 15 | 856 | 113 | 27.2 | 2.1 | 765.998 | 47.852 | 6024.677 | 5798.813 | 10597.9866 | 9220.6336 | 7196.9345
3 | 16 | 16 | 746 | 110 | 26.7 | 3.6 | 524.822 | 38.645 | 4186.532 | 4025.712 | 7981.2972 | 6886.7812 | 5631.5526
3 | 16 | 17 | 533 | 104 | 26.7 | 4.6 | 264.735 | 31.857 | 2013.36 | 1914.586 | 4609.7482 | 3889.3161 | 3574.2981
3 | 16 | 18 | 118 | 2 | 25.6 | 3.6 | 13.224 | 25.139 | 62.498 | 5.71 | 837.8032 | 705.1654 | 547.2557
3 | 16 | 19 | 0 | 0 | 24.4 | 1.5 | 0 | 24.4 | 0 | 0 | 0 | 0 | 0
3 | 16 | 20 | 0 | 0 | 22.2 | 1.5 | 0 | 22.2 | 0 | 0 | 0 | 0 | 0
3 | 16 | 21 | 0 | 0 | 21.1 | 0 | 0 | 21.1 | 0 | 0 | 0 | 0 | 0
3 | 16 | 22 | 0 | 0 | 21.1 | 1.5 | 0 | 21.1 | 0 | 0 | 0 | 0 | 0
3 | 16 | 23 | 0 | 0 | 18.9 | 1.5 | 0 | 18.9 | 0 | 0 | 0 | 0 | 0
3 | 17 | 0 | 0 | 0 | 17.8 | 2.1 | 0 | 17.8 | 0 | 0 | 0 | 0 | 0
3 | 17 | 1 | 0 | 0 | 16.7 | 2.6 | 0 | 16.7 | 0 | 0 | 0 | 0 | 0
3 | 17 | 2 | 0 | 0 | 16.1 | 2.1 | 0 | 16.1 | 0 | 0 | 0 | 0 | 0
3 | 17 | 3 | 0 | 0 | 15.6 | 2.6 | 0 | 15.6 | 0 | 0 | 0 | 0 | 0
3 | 17 | 4 | 0 | 0 | 15.6 | 2.1 | 0 | 15.6 | 0 | 0 | 0 | 0 | 0
3 | 17 | 5 | 0 | 0 | 13.9 | 1.5 | 0 | 13.9 | 0 | 0 | 0 | 0 | 0
3 | 17 | 6 | 0 | 0 | 14.4 | 2.6 | 0 | 14.4 | 0 | 0 | 0 | 0 | 0
3 | 17 | 7 | 457 | 42 | 16.7 | 3.6 | 157.809 | 18.747 | 1174.162 | 1095.039 | 3160.2255 | 2647.6947 | 2295.583
3 | 17 | 8 | 631 | 94 | 18.3 | 2.6 | 415.403 | 27.443 | 3419.112 | 3282.041 | 5224.977 | 4396.469 | 3898.641
3 | 17 | 9 | 778 | 110 | 20.6 | 1.5 | 674.008 | 39.298 | 5461.78 | 5257.057 | 8017.3039 | 6874.0244 | 5664.2792
3 | 17 | 10 | 845 | 134 | 22.8 | 0 | 890.961 | 56.157 | 6816.22 | 6558.798 | 10237.263 | 8900.7307 | 7117.7649
3 | 17 | 11 | 888 | 137 | 24.4 | 4.1 | 1029.516 | 46.446 | 8187.709 | 7870.554 | 11679.1813 | 10170.0895 | 8018.717
3 | 17 | 12 | 949 | 123 | 25 | 3.6 | 1102.548 | 49.773 | 8659.779 | 8320.58 | 12775.1596 | 11110.5196 | 8599.5953
3 | 17 | 13 | 932 | 135 | 26.1 | 3.6 | 1072.447 | 50.348 | 8403.834 | 8076.681 | 12561.8164 | 10922.5299 | 8546.601
3 | 17 | 14 | 789 | 180 | 26.7 | 3.6 | 918.847 | 47.661 | 7268.219 | 6991.819 | 10468.9921 | 9123.0281 | 7570.5115
3 | 17 | 15 | 681 | 178 | 27.2 | 5.7 | 706.992 | 40.188 | 5727.261 | 5512.701 | 8437.0606 | 7340.9207 | 6317.4416
3 | 17 | 16 | 765 | 107 | 27.2 | 5.2 | 530.722 | 37.291 | 4252.476 | 4089.522 | 8188.1422 | 7065.8197 | 5738.4582
3 | 17 | 17 | 555 | 94 | 27.2 | 5.2 | 260.642 | 31.906 | 1969.319 | 1871.635 | 4800.645 | 4050.4352 | 3628.1527
3 | 17 | 18 | 128 | 2 | 26.7 | 4.1 | 13.74 | 26.267 | 63.144 | 6.344 | 908.8344 | 764.9551 | 592.5541
3 | 17 | 19 | 0 | 0 | 25 | 3.6 | 0 | 25 | 0 | 0 | 0 | 0 | 0
3 | 17 | 20 | 0 | 0 | 23.9 | 3.6 | 0 | 23.9 | 0 | 0 | 0 | 0 | 0
3 | 17 | 21 | 0 | 0 | 22.2 | 4.1 | 0 | 22.2 | 0 | 0 | 0 | 0 | 0
3 | 17 | 22 | 0 | 0 | 20.6 | 3.6 | 0 | 20.6 | 0 | 0 | 0 | 0 | 0
3 | 17 | 23 | 0 | 0 | 19.4 | 3.1 | 0 | 19.4 | 0 | 0 | 0 | 0 | 0
3 | 18 | 0 | 0 | 0 | 17.8 | 1.5 | 0 | 17.8 | 0 | 0 | 0 | 0 | 0
3 | 18 | 1 | 0 | 0 | 17.2 | 3.6 | 0 | 17.2 | 0 | 0 | 0 | 0 | 0
3 | 18 | 2 | 0 | 0 | 16.1 | 1.5 | 0 | 16.1 | 0 | 0 | 0 | 0 | 0
3 | 18 | 3 | 0 | 0 | 15.6 | 2.6 | 0 | 15.6 | 0 | 0 | 0 | 0 | 0
3 | 18 | 4 | 0 | 0 | 14.4 | 1.5 | 0 | 14.4 | 0 | 0 | 0 | 0 | 0
3 | 18 | 5 | 0 | 0 | 13.3 | 0 | 0 | 13.3 | 0 | 0 | 0 | 0 | 0
3 | 18 | 6 | 0 | 0 | 12.8 | 0 | 0 | 12.8 | 0 | 0 | 0 | 0 | 0
3 | 18 | 7 | 504 | 39 | 15.6 | 0 | 166.181 | 19.721 | 1222.353 | 1142.166 | 3488.9425 | 2923.7196 | 2486.467
3 | 18 | 8 | 727 | 77 | 18.9 | 0 | 443.745 | 35.26 | 3542.315 | 3401.567 | 6032.6493 | 5076.1797 | 4294.2358
3 | 18 | 9 | 785 | 109 | 21.1 | 1.5 | 678.381 | 40 | 5483.191 | 5277.685 | 8107.6199 | 6953.7056 | 5712.3692
3 | 18 | 10 | 886 | 124 | 22.8 | 3.1 | 915.996 | 43.99 | 7342.599 | 7063.009 | 10752.9576 | 9348.9516 | 7364.3615
3 | 18 | 11 | 912 | 114 | 23.9 | 1.5 | 1017.87 | 53.033 | 7893.269 | 7589.479 | 12008.9268 | 10458.2324 | 8065.5697
3 | 18 | 12 | 931 | 110 | 26.1 | 4.6 | 1070.176 | 48.221 | 8455.521 | 8125.954 | 12538.4647 | 10903.5831 | 8367.7189
3 | 18 | 13 | 932 | 119 | 27.2 | 5.2 | 1055.005 | 47.653 | 8352.718 | 8027.943 | 12566.6256 | 10926.3812 | 8441.0697
3 | 18 | 14 | 918 | 110 | 27.8 | 4.1 | 944.412 | 48.331 | 7450.4 | 7166.155 | 12188.2095 | 10621.5632 | 8148.7304
3 | 18 | 15 | 862 | 117 | 28.3 | 4.6 | 772.652 | 44.413 | 6156.129 | 5925.172 | 10686.3399 | 9298.4275 | 7277.4636
3 | 18 | 16 | 639 | 141 | 28.3 | 4.6 | 496.326 | 38.596 | 3968.875 | 3814.995 | 6842.1372 | 5904.7192 | 5138.3786
3 | 18 | 17 | 432 | 132 | 27.8 | 5.2 | 259.097 | 32.436 | 2000.299 | 1901.849 | 3736.9983 | 3153.0327 | 3211.4102
3 | 18 | 18 | 105 | 3 | 26.7 | 3.1 | 12.591 | 26.248 | 63.796 | 6.985 | 745.5104 | 627.4851 | 494.8575
3 | 18 | 19 | 0 | 0 | 24.4 | 0 | 0 | 24.4 | 0 | 0 | 0 | 0 | 0
3 | 18 | 20 | 0 | 0 | 23.3 | 3.1 | 0 | 23.3 | 0 | 0 | 0 | 0 | 0
3 | 18 | 21 | 0 | 0 | 22.2 | 2.6 | 0 | 22.2 | 0 | 0 | 0 | 0 | 0
3 | 18 | 22 | 0 | 0 | 20 | 3.1 | 0 | 20 | 0 | 0 | 0 | 0 | 0
3 | 18 | 23 | 0 | 0 | 19.4 | 3.1 | 0 | 19.4 | 0 | 0 | 0 | 0 | 0
3 | 19 | 0 | 0 | 0 | 18.9 | 3.1 | 0 | 18.9 | 0 | 0 | 0 | 0 | 0
3 | 19 | 1 | 0 | 0 | 17.8 | 2.1 | 0 | 17.8 | 0 | 0 | 0 | 0 | 0
3 | 19 | 2 | 0 | 0 | 18.3 | 3.6 | 0 | 18.3 | 0 | 0 | 0 | 0 | 0
3 | 19 | 3 | 0 | 0 | 16.7 | 2.1 | 0 | 16.7 | 0 | 0 | 0 | 0 | 0
3 | 19 | 4 | 0 | 0 | 15.6 | 3.6 | 0 | 15.6 | 0 | 0 | 0 | 0 | 0
3 | 19 | 5 | 0 | 0 | 15 | 1.5 | 0 | 15 | 0 | 0 | 0 | 0 | 0
3 | 19 | 6 | 0 | 0 | 14.4 | 2.1 | 0 | 14.4 | 0 | 0 | 0 | 0 | 0
3 | 19 | 7 | 546 | 37 | 16.1 | 3.1 | 174.751 | 18.638 | 1283.364 | 1201.819 | 3783.6083 | 3171.2983 | 2661.9177
3 | 19 | 8 | 784 | 66 | 19.4 | 2.1 | 460.351 | 30.354 | 3735.398 | 3588.782 | 6519.2123 | 5485.7839 | 4527.3875
3 | 19 | 9 | 849 | 85 | 21.1 | 3.1 | 697.553 | 36.947 | 5699.646 | 5486.122 | 8787.9492 | 7539.6698 | 5970.5589
3 | 19 | 10 | 910 | 104 | 22.2 | 2.1 | 907.863 | 45.81 | 7227.427 | 6952.769 | 11063.3407 | 9618.7482 | 7419.4104
3 | 19 | 11 | 930 | 108 | 23.9 | 3.1 | 1028.972 | 48.038 | 8134.055 | 7819.357 | 12259.8824 | 10677.8402 | 8178.1003
3 | 19 | 12 | 925 | 130 | 25 | 3.1 | 1085.313 | 50.578 | 8498.106 | 8166.542 | 12463.0896 | 10837.1888 | 8454.2908
3 | 19 | 13 | 841 | 170 | 26.1 | 2.1 | 1029.928 | 53.485 | 7973.464 | 7666.063 | 11343.9003 | 9863.191 | 8036.241
3 | 19 | 14 | 820 | 152 | 26.7 | 1.5 | 909.487 | 53.291 | 7039.752 | 6773.032 | 10893.4915 | 9493.4976 | 7641.9848
3 | 19 | 15 | 799 | 137 | 27.2 | 1.5 | 749.458 | 49.305 | 5862.999 | 5643.317 | 9911.2752 | 8624.4282 | 6939.9144
3 | 19 | 16 | 803 | 100 | 27.2 | 2.1 | 541.197 | 41.83 | 4259.777 | 4096.586 | 8601.0485 | 7423.0971 | 5945.1535
3 | 19 | 17 | 572 | 94 | 27.2 | 2.1 | 263.454 | 34.218 | 1968.26 | 1870.602 | 4948.1632 | 4174.943 | 3720.6226
3 | 19 | 18 | 145 | 3 | 25 | 0 | 15.539 | 26.115 | 73.335 | 16.35 | 1029.4309 | 866.4465 | 675.9426
3 | 19 | 19 | 0 | 0 | 23.3 | 0 | 0 | 23.3 | 0 | 0 | 0 | 0 | 0
3 | 19 | 20 | 0 | 0 | 23.3 | 0 | 0 | 23.3 | 0 | 0 | 0 | 0 | 0
3 | 19 | 21 | 0 | 0 | 21.1 | 1.5 | 0 | 21.1 | 0 | 0 | 0 | 0 | 0
3 | 19 | 22 | 0 | 0 | 20.6 | 3.1 | 0 | 20.6 | 0 | 0 | 0 | 0 | 0
3 | 19 | 23 | 0 | 0 | 19.4 | 3.1 | 0 | 19.4 | 0 | 0 | 0 | 0 | 0
3 | 20 | 0 | 0 | 0 | 18.9 | 2.6 | 0 | 18.9 | 0 | 0 | 0 | 0 | 0
3 | 20 | 1 | 0 | 0 | 17.2 | 2.1 | 0 | 17.2 | 0 | 0 | 0 | 0 | 0
3 | 20 | 2 | 0 | 0 | 16.7 | 1.5 | 0 | 16.7 | 0 | 0 | 0 | 0 | 0
3 | 20 | 3 | 0 | 0 | 16.1 | 1.5 | 0 | 16.1 | 0 | 0 | 0 | 0 | 0
3 | 20 | 4 | 0 | 0 | 15.6 | 1.5 | 0 | 15.6 | 0 | 0 | 0 | 0 | 0
3 | 20 | 5 | 0 | 0 | 15.6 | 3.1 | 0 | 15.6 | 0 | 0 | 0 | 0 | 0
3 | 20 | 6 | 0 | 0 | 15.6 | 2.1 | 0 | 15.6 | 0 | 0 | 0 | 0 | 0
3 | 20 | 7 | 343 | 70 | 17.8 | 0 | 157.26 | 21.592 | 1211.662 | 1131.712 | 2379.285 | 1994.6347 | 1975.0577
3 | 20 | 8 | 11 | 128 | 20.6 | 7.7 | 121.704 | 21.642 | 1056.807 | 980.24 | 91.6565 | 77.1306 | 897.4144
3 | 20 | 9 | 145 | 272 | 20 | 8.8 | 377.568 | 24.491 | 3244.267 | 3112.326 | 1504.1282 | 1290.9002 | 2732.954
3 | 20 | 10 | 18 | 280 | 19.4 | 8.2 | 276.383 | 22.836 | 2394.657 | 2286.16 | 219.2056 | 190.5836 | 2002.5529
3 | 20 | 11 | 95 | 387 | 19.4 | 9.3 | 479.131 | 25.212 | 4117.288 | 3958.694 | 1253.732 | 1092.0563 | 3348.1679
3 | 20 | 12 | 42 | 412 | 18.3 | 8.8 | 456.464 | 24.157 | 3937.177 | 3784.295 | 566.1329 | 492.2502 | 3097.281
3 | 20 | 13 | 18 | 326 | 17.8 | 7.7 | 323.275 | 22.152 | 2807.856 | 2688.265 | 242.885 | 211.1857 | 2325.8662
3 | 20 | 14 | 12 | 250 | 17.2 | 7.2 | 241.81 | 20.319 | 2113.515 | 2012.234 | 159.5062 | 139.0092 | 1767.3722
3 | 20 | 15 | 424 | 282 | 17.8 | 10.3 | 607.822 | 24.817 | 5210.73 | 5015.088 | 5262.5129 | 4579.449 | 5082.2724
3 | 20 | 16 | 519 | 187 | 16.7 | 7.2 | 473.382 | 23.771 | 4005.12 | 3850.096 | 5560.6602 | 4799.3497 | 4657.7748
3 | 20 | 17 | 459 | 131 | 16.1 | 7.2 | 264.125 | 19.715 | 2123.372 | 2021.844 | 3970.5093 | 3350.0493 | 3351.2194
3 | 20 | 18 | 121 | 4 | 15 | 7.2 | 14.352 | 14.43 | 77.003 | 19.951 | 858.9241 | 722.9207 | 573.6736
3 | 20 | 19 | 0 | 0 | 13.3 | 3.6 | 0 | 13.3 | 0 | 0 | 0 | 0 | 0
3 | 20 | 20 | 0 | 0 | 13.3 | 3.6 | 0 | 13.3 | 0 | 0 | 0 | 0 | 0
3 | 20 | 21 | 0 | 0 | 12.2 | 2.1 | 0 | 12.2 | 0 | 0 | 0 | 0 | 0
3 | 20 | 22 | 0 | 0 | 12.2 | 1.5 | 0 | 12.2 | 0 | 0 | 0 | 0 | 0
3 | 20 | 23 | 0 | 0 | 12.2 | 3.1 | 0 | 12.2 | 0 | 0 | 0 | 0 | 0
3 | 21 | 0 | 0 | 0 | 11.1 | 2.1 | 0 | 11.1 | 0 | 0 | 0 | 0 | 0
3 | 21 | 1 | 0 | 0 | 10 | 1.5 | 0 | 10 | 0 | 0 | 0 | 0 | 0
3 | 21 | 2 | 0 | 0 | 9.4 | 0 | 0 | 9.4 | 0 | 0 | 0 | 0 | 0
3 | 21 | 3 | 0 | 0 | 9.4 | 2.1 | 0 | 9.4 | 0 | 0 | 0 | 0 | 0
3 | 21 | 4 | 0 | 0 | 9.4 | 5.7 | 0 | 9.4 | 0 | 0 | 0 | 0 | 0
3 | 21 | 5 | 0 | 0 | 8.9 | 4.6 | 0 | 8.9 | 0 | 0 | 0 | 0 | 0
3 | 21 | 6 | 0 | 0 | 8.3 | 3.1 | 0 | 8.3 | 0 | 0 | 0 | 0 | 0
3 | 21 | 7 | 168 | 77 | 8.9 | 1.5 | 118.537 | 10.185 | 992.594 | 917.407 | 1166.5108 | 978.112 | 1243.5046
3 | 21 | 8 | 118 | 190 | 10.6 | 2.6 | 246.959 | 15.411 | 2171.683 | 2068.932 | 985.2121 | 829.1199 | 1865.5186
3 | 21 | 9 | 64 | 267 | 11.7 | 3.1 | 305.357 | 17.982 | 2686.717 | 2570.438 | 665.2952 | 571.1708 | 2183.9116
3 | 21 | 10 | 142 | 345 | 12.2 | 1.5 | 477.632 | 25.296 | 4101.468 | 3943.379 | 1732.1478 | 1506.0012 | 3356.2118
3 | 21 | 11 | 376 | 363 | 13.9 | 2.1 | 757.246 | 33.475 | 6318.473 | 6081.144 | 4967.4119 | 4327.2571 | 5446.5239
3 | 21 | 12 | 607 | 306 | 14.4 | 4.1 | 963.271 | 35.139 | 7990.16 | 7682.004 | 8185.3988 | 7116.9779 | 7024.485
3 | 21 | 13 | 399 | 367 | 14.4 | 2.1 | 788.872 | 36.198 | 6517.962 | 6272.682 | 5385.9454 | 4683.2387 | 5726.4236
3 | 21 | 14 | 697 | 223 | 14.4 | 2.6 | 877.517 | 36.448 | 7237.486 | 6962.398 | 9269.5659 | 8078.462 | 7128.8961
3 | 21 | 15 | 717 | 167 | 15 | 3.1 | 718.311 | 32.442 | 5983.582 | 5759.297 | 8903.7867 | 7748.4175 | 6527.8919
3 | 21 | 16 | 762 | 120 | 15 | 1.5 | 537.532 | 31.261 | 4401.45 | 4233.619 | 8166.1171 | 7048.3919 | 5811.145
3 | 21 | 17 | 597 | 93 | 15 | 0 | 268.238 | 28.157 | 2040.415 | 1940.967 | 5163.8132 | 4356.8389 | 3849.2476
3 | 21 | 18 | 165 | 3 | 15 | 1.5 | 16.151 | 14.456 | 75.85 | 18.819 | 1171.0337 | 985.5826 | 766.2953
3 | 21 | 19 | 0 | 0 | 13.9 | 2.1 | 0 | 13.9 | 0 | 0 | 0 | 0 | 0
3 | 21 | 20 | 0 | 0 | 13.3 | 2.1 | 0 | 13.3 | 0 | 0 | 0 | 0 | 0
3 | 21 | 21 | 0 | 0 | 12.2 | 1.5 | 0 | 12.2 | 0 | 0 | 0 | 0 | 0
3 | 21 | 22 | 0 | 0 | 11.7 | 2.1 | 0 | 11.7 | 0 | 0 | 0 | 0 | 0
3 | 21 | 23 | 0 | 0 | 11.1 | 2.1 | 0 | 11.1 | 0 | 0 | 0 | 0 | 0
3 | 22 | 0 | 0 | 0 | 11.1 | 2.1 | 0 | 11.1 | 0 | 0 | 0 | 0 | 0
3 | 22 | 1 | 0 | 0 | 11.1 | 2.6 | 0 | 11.1 | 0 | 0 | 0 | 0 | 0
3 | 22 | 2 | 0 | 0 | 10.6 | 3.6 | 0 | 10.6 | 0 | 0 | 0 | 0 | 0
3 | 22 | 3 | 0 | 0 | 10 | 2.1 | 0 | 10 | 0 | 0 | 0 | 0 | 0
3 | 22 | 4 | 0 | 0 | 10 | 3.6 | 0 | 10 | 0 | 0 | 0 | 0 | 0
3 | 22 | 5 | 0 | 0 | 8.9 | 0 | 0 | 8.9 | 0 | 0 | 0 | 0 | 0
3 | 22 | 6 | 75 | 0 | 10 | 1.5 | 3.968 | 7.864 | 10.482 | 0 | 0 | 0 | 0
3 | 22 | 7 | 501 | 44 | 11.7 | 2.6 | 172.404 | 14.269 | 1304.569 | 1222.55 | 3482.0286 | 2920.196 | 2512.8329
3 | 22 | 8 | 680 | 92 | 12.8 | 1.5 | 439.617 | 24.283 | 3659.808 | 3515.505 | 5688.7748 | 4787.7896 | 4175.7173
3 | 22 | 9 | 780 | 116 | 14.4 | 1.5 | 684.144 | 33.672 | 5660.845 | 5448.769 | 8125.067 | 6977.8645 | 5766.7423
3 | 22 | 10 | 875 | 130 | 16.7 | 1.5 | 914.111 | 42.855 | 7359.145 | 7078.844 | 10690.6831 | 9295.1654 | 7366.3051
3 | 22 | 11 | 805 | 205 | 17.2 | 2.6 | 1027.918 | 42.948 | 8283.423 | 7961.86 | 10645.9074 | 9274.8179 | 7844.661
3 | 22 | 12 | 288 | 379 | 17.8 | 2.6 | 701.848 | 36.194 | 5799.412 | 5582.137 | 3885.292 | 3378.1643 | 4895.4208
3 | 22 | 13 | 708 | 258 | 18.3 | 2.6 | 995.756 | 42.722 | 8031.551 | 7721.52 | 9560.5485 | 8313.8174 | 7534.0369
3 | 22 | 14 | 905 | 133 | 18.9 | 4.1 | 962.207 | 39.934 | 7833.68 | 7532.558 | 12041.8577 | 10494.5302 | 8214.2881
3 | 22 | 15 | 879 | 108 | 19.4 | 2.1 | 771.164 | 40.538 | 6231.785 | 5997.87 | 10920.8543 | 9504.1219 | 7360.1267
3 | 22 | 16 | 761 | 108 | 19.4 | 5.7 | 523.68 | 28.799 | 4322.129 | 4156.904 | 8156.9109 | 7040.6815 | 5725.5878
3 | 22 | 17 | 568 | 95 | 18.9 | 3.6 | 260.051 | 24.484 | 2007.448 | 1908.82 | 4912.2984 | 4144.5685 | 3704.7473
3 | 22 | 18 | 163 | 4 | 18.9 | 3.1 | 16.64 | 18.354 | 81.371 | 24.24 | 1156.5521 | 973.3591 | 763.5534
3 | 22 | 19 | 0 | 0 | 18.3 | 3.1 | 0 | 18.3 | 0 | 0 | 0 | 0 | 0
3 | 22 | 20 | 0 | 0 | 18.3 | 2.6 | 0 | 18.3 | 0 | 0 | 0 | 0 | 0
3 | 22 | 21 | 0 | 0 | 17.8 | 2.1 | 0 | 17.8 | 0 | 0 | 0 | 0 | 0
3 | 22 | 22 | 0 | 0 | 17.2 | 2.1 | 0 | 17.2 | 0 | 0 | 0 | 0 | 0
3 | 22 | 23 | 0 | 0 | 16.1 | 1.5 | 0 | 16.1 | 0 | 0 | 0 | 0 | 0
3 | 23 | 0 | 0 | 0 | 15 | 2.1 | 0 | 15 | 0 | 0 | 0 | 0 | 0
3 | 23 | 1 | 0 | 0 | 14.4 | 2.1 | 0 | 14.4 | 0 | 0 | 0 | 0 | 0
3 | 23 | 2 | 0 | 0 | 13.3 | 1.5 | 0 | 13.3 | 0 | 0 | 0 | 0 | 0
3 | 23 | 3 | 0 | 0 | 12.8 | 0 | 0 | 12.8 | 0 | 0 | 0 | 0 | 0
3 | 23 | 4 | 0 | 0 | 12.2 | 1.5 | 0 | 12.2 | 0 | 0 | 0 | 0 | 0
3 | 23 | 5 | 0 | 0 | 12.2 | 2.6 | 0 | 12.2 | 0 | 0 | 0 | 0 | 0
3 | 23 | 6 | 93 | 0 | 11.7 | 2.1 | 4.759 | 9.847 | 12.149 | 0 | 0 | 0 | 0
3 | 23 | 7 | 564 | 44 | 13.3 | 3.6 | 188.523 | 16.023 | 1411.281 | 1326.849 | 3923.5263 | 3291.0389 | 2795.0736
3 | 23 | 8 | 597 | 111 | 14.4 | 2.6 | 418.832 | 23.728 | 3503.862 | 3364.267 | 5004.1541 | 4211.9153 | 3870.4047
3 | 23 | 9 | 641 | 165 | 16.7 | 0 | 640.088 | 41.397 | 5153.73 | 4960.121 | 6690.651 | 5747.8803 | 5210.0777
3 | 23 | 10 | 792 | 159 | 18.3 | 2.1 | 877.495 | 41.174 | 7109.357 | 6839.707 | 9691.8468 | 8427.0303 | 6952.7773
3 | 23 | 11 | 770 | 191 | 20 | 2.6 | 978.768 | 44.392 | 7844.839 | 7543.218 | 10193.0709 | 8881.0614 | 7475.7919
3 | 23 | 12 | 811 | 177 | 20.6 | 0 | 1029.829 | 59.616 | 7783.49 | 7484.606 | 10945.3866 | 9517.0813 | 7837.7751
3 | 23 | 13 | 817 | 179 | 21.1 | 2.6 | 1012.735 | 46.595 | 8050.318 | 7739.436 | 11029.6332 | 9590.7904 | 7900.6252
3 | 23 | 14 | 752 | 191 | 22.2 | 3.6 | 891.816 | 42.601 | 7189.842 | 6916.783 | 10010.8147 | 8724.4171 | 7366.4396
3 | 23 | 15 | 873 | 116 | 22.8 | 2.1 | 774.038 | 43.676 | 6182.491 | 5950.505 | 10851.2105 | 9443.8603 | 7371.2592
3 | 23 | 16 | 609 | 173 | 22.8 | 4.1 | 503.696 | 33.795 | 4102.262 | 3944.148 | 6528.5674 | 5635.3077 | 5158.6369
3 | 23 | 17 | 164 | 132 | 22.2 | 2.1 | 175.013 | 26.762 | 1428.849 | 1344.015 | 1418.0727 | 1196.4219 | 1757.6554
3 | 23 | 18 | 49 | 6 | 21.1 | 2.1 | 9.792 | 20.162 | 66.645 | 9.782 | 347.5701 | 292.5034 | 260.4885
3 | 23 | 19 | 0 | 0 | 20 | 0 | 0 | 20 | 0 | 0 | 0 | 0 | 0
3 | 23 | 20 | 0 | 0 | 18.9 | 0 | 0 | 18.9 | 0 | 0 | 0 | 0 | 0
3 | 23 | 21 | 0 | 0 | 18.3 | 0 | 0 | 18.3 | 0 | 0 | 0 | 0 | 0
3 | 23 | 22 | 0 | 0 | 17.2 | 2.1 | 0 | 17.2 | 0 | 0 | 0 | 0 | 0
3 | 23 | 23 | 0 | 0 | 15.6 | 2.1 | 0 | 15.6 | 0 | 0 | 0 | 0 | 0
3 | 24 | 0 | 0 | 0 | 13.9 | 0 | 0 | 13.9 | 0 | 0 | 0 | 0 | 0
3 | 24 | 1 | 0 | 0 | 13.9 | 1.5 | 0 | 13.9 | 0 | 0 | 0 | 0 | 0
3 | 24 | 2 | 0 | 0 | 12.8 | 3.1 | 0 | 12.8 | 0 | 0 | 0 | 0 | 0
3 | 24 | 3 | 0 | 0 | 12.2 | 0 | 0 | 12.2 | 0 | 0 | 0 | 0 | 0
3 | 24 | 4 | 0 | 0 | 12.2 | 0 | 0 | 12.2 | 0 | 0 | 0 | 0 | 0
3 | 24 | 5 | 0 | 0 | 11.1 | 2.1 | 0 | 11.1 | 0 | 0 | 0 | 0 | 0
3 | 24 | 6 | 102 | 1 | 11.1 | 1.5 | 6.244 | 9.033 | 23.436 | 0 | 0 | 0 | 0
3 | 24 | 7 | 407 | 75 | 13.3 | 3.1 | 178.581 | 15.914 | 1396.743 | 1312.642 | 2833.8847 | 2377.4551 | 2297.3982
3 | 24 | 8 | 118 | 191 | 16.7 | 1.5 | 246.953 | 22.639 | 2118.816 | 2017.402 | 990.9887 | 834.1687 | 1876.1449
3 | 24 | 9 | 245 | 290 | 19.4 | 1.5 | 464.878 | 31.795 | 3889.05 | 3737.675 | 2562.3253 | 2201.9969 | 3503.1579
3 | 24 | 10 | 804 | 186 | 21.7 | 2.1 | 916.497 | 44.891 | 7323.3 | 7044.541 | 9853.8146 | 8568.2778 | 7231.5196
3 | 24 | 11 | 758 | 244 | 23.3 | 2.1 | 1021.679 | 50.189 | 8010.603 | 7701.522 | 10043.7046 | 8751.5874 | 7739.1749
3 | 24 | 12 | 60 | 293 | 23.3 | 0 | 347.006 | 42.065 | 2806.004 | 2686.464 | 810.1038 | 704.4406 | 2450.0617
3 | 24 | 13 | 714 | 273 | 25 | 0 | 1014.567 | 60.152 | 7650.996 | 7357.98 | 9635.6155 | 8378.1589 | 7683.1354
3 | 24 | 14 | 935 | 118 | 26.1 | 1.5 | 962.521 | 54.014 | 7428.3 | 7145.012 | 12452.5617 | 10852.2755 | 8364.4607
3 | 24 | 15 | 810 | 166 | 26.1 | 0 | 781.527 | 57.472 | 5922.564 | 5700.615 | 10072.3178 | 8766.2851 | 7231.7044
3 | 24 | 16 | 439 | 196 | 26.1 | 2.1 | 430.05 | 38.064 | 3460.649 | 3322.344 | 4706.5653 | 4062.6637 | 4193.3274
3 | 24 | 17 | 439 | 131 | 25.6 | 2.6 | 254.784 | 31.582 | 1963.776 | 1866.229 | 3795.0358 | 3201.7745 | 3241.2497
3 | 24 | 18 | 135 | 6 | 24.4 | 3.1 | 15.606 | 23.945 | 84.323 | 27.137 | 957.2505 | 805.548 | 649.4242
3 | 24 | 19 | 0 | 0 | 22.8 | 2.6 | 0 | 22.8 | 0 | 0 | 0 | 0 | 0
3 | 24 | 20 | 0 | 0 | 20.6 | 0 | 0 | 20.6 | 0 | 0 | 0 | 0 | 0
3 | 24 | 21 | 0 | 0 | 19.4 | 1.5 | 0 | 19.4 | 0 | 0 | 0 | 0 | 0
3 | 24 | 22 | 0 | 0 | 18.3 | 0 | 0 | 18.3 | 0 | 0 | 0 | 0 | 0
3 | 24 | 23 | 0 | 0 | 17.8 | 1.5 | 0 | 17.8 | 0 | 0 | 0 | 0 | 0
3 | 25 | 0 | 0 | 0 | 16.7 | 1.5 | 0 | 16.7 | 0 | 0 | 0 | 0 | 0
3 | 25 | 1 | 0 | 0 | 15 | 0 | 0 | 15 | 0 | 0 | 0 | 0 | 0
3 | 25 | 2 | 0 | 0 | 15 | 2.1 | 0 | 15 | 0 | 0 | 0 | 0 | 0
3 | 25 | 3 | 0 | 0 | 14.4 | 2.6 | 0 | 14.4 | 0 | 0 | 0 | 0 | 0
3 | 25 | 4 | 0 | 0 | 13.3 | 2.6 | 0 | 13.3 | 0 | 0 | 0 | 0 | 0
3 | 25 | 5 | 0 | 0 | 13.9 | 3.6 | 0 | 13.9 | 0 | 0 | 0 | 0 | 0
3 | 25 | 6 | 113 | 1 | 13.3 | 3.1 | 6.601 | 11.754 | 23.758 | 0 | 0 | 0 | 0
3 | 25 | 7 | 565 | 49 | 15.6 | 3.1 | 194.603 | 18.626 | 1453.153 | 1367.763 | 3937.4371 | 3303.8053 | 2835.5058
3 | 25 | 8 | 513 | 144 | 18.3 | 3.1 | 407.214 | 26.855 | 3383.239 | 3247.229 | 4316.3605 | 3633.6443 | 3655.0511
3 | 25 | 9 | 204 | 278 | 20.6 | 2.6 | 423.239 | 30.61 | 3556.897 | 3415.71 | 2137.6459 | 1837.6392 | 3162.3132
3 | 25 | 10 | 704 | 219 | 22.2 | 1.5 | 863.13 | 45.872 | 6872.125 | 6612.394 | 8641.1365 | 7514.2444 | 6714.766
3 | 25 | 11 | 823 | 170 | 23.9 | 2.1 | 1000.584 | 50.112 | 7847.385 | 7545.65 | 10914.8491 | 9511.2755 | 7774.7856
3 | 25 | 12 | 919 | 133 | 25.6 | 1.5 | 1080.005 | 56.436 | 8266.101 | 7945.337 | 12407.7955 | 10789.3697 | 8430.3819
3 | 25 | 13 | 853 | 168 | 26.1 | 3.1 | 1035.182 | 50.658 | 8102.1 | 7788.861 | 11507.3112 | 10005.3129 | 8121.623
3 | 25 | 14 | 899 | 135 | 26.7 | 2.1 | 955.805 | 52.173 | 7429.55 | 7146.208 | 11978.2004 | 10438.708 | 8189.7127
3 | 25 | 15 | 741 | 170 | 27.2 | 4.6 | 734.083 | 42.558 | 5891.273 | 5670.517 | 9217.8047 | 8022.8245 | 6738.9794
3 | 25 | 16 | 745 | 122 | 27.2 | 3.1 | 525.546 | 39.719 | 4170.303 | 4010.006 | 7987.5687 | 6894.8493 | 5714.7482
3 | 25 | 17 | 590 | 103 | 26.7 | 2.1 | 270.418 | 33.846 | 2016.944 | 1918.08 | 5098.9301 | 4301.7062 | 3874.4724
3 | 25 | 18 | 188 | 5 | 25 | 2.6 | 17.8 | 24.672 | 85.126 | 27.926 | 1332.5163 | 1121.2747 | 882.406
3 | 25 | 19 | 0 | 0 | 23.3 | 0 | 0 | 23.3 | 0 | 0 | 0 | 0 | 0
3 | 25 | 20 | 0 | 0 | 21.7 | 0 | 0 | 21.7 | 0 | 0 | 0 | 0 | 0
3 | 25 | 21 | 0 | 0 | 20.6 | 1.5 | 0 | 20.6 | 0 | 0 | 0 | 0 | 0
3 | 25 | 22 | 0 | 0 | 20.6 | 1.5 | 0 | 20.6 | 0 | 0 | 0 | 0 | 0
3 | 25 | 23 | 0 | 0 | 18.9 | 0 | 0 | 18.9 | 0 | 0 | 0 | 0 | 0
3 | 26 | 0 | 0 | 0 | 17.8 | 0 | 0 | 17.8 | 0 | 0 | 0 | 0 | 0
3 | 26 | 1 | 0 | 0 | 17.2 | 0 | 0 | 17.2 | 0 | 0 | 0 | 0 | 0
3 | 26 | 2 | 0 | 0 | 15.6 | 0 | 0 | 15.6 | 0 | 0 | 0 | 0 | 0
3 | 26 | 3 | 0 | 0 | 15 | 1.5 | 0 | 15 | 0 | 0 | 0 | 0 | 0
3 | 26 | 4 | 0 | 0 | 15 | 1.5 | 0 | 15 | 0 | 0 | 0 | 0 | 0
3 | 26 | 5 | 0 | 0 | 14.4 | 2.6 | 0 | 14.4 | 0 | 0 | 0 | 0 | 0
3 | 26 | 6 | 131 | 2 | 13.9 | 1.5 | 8.341 | 12.006 | 34.745 | 0 | 0 | 0 | 0
3 | 26 | 7 | 603 | 44 | 15.6 | 3.1 | 199.859 | 18.757 | 1482.073 | 1396.018 | 4205.7818 | 3529.5158 | 2974.5702
3 | 26 | 8 | 808 | 67 | 18.3 | 3.1 | 477.913 | 28.517 | 3909.741 | 3757.719 | 6810.9564 | 5734.2308 | 4715.0397
3 | 26 | 9 | 898 | 76 | 21.1 | 3.6 | 721.666 | 36.764 | 5901.564 | 5680.416 | 9427.547 | 8107.067 | 6298.8886
3 | 26 | 10 | 911 | 107 | 23.3 | 2.1 | 913.876 | 47.075 | 7241.149 | 6965.905 | 11198.2252 | 9738.5096 | 7521.3234
3 | 26 | 11 | 949 | 104 | 25 | 1.5 | 1042.902 | 54.685 | 8035.618 | 7725.403 | 12596.7926 | 10977.4972 | 8357.0972
3 | 26 | 12 | 931 | 114 | 26.7 | 5.2 | 1071.645 | 47.42 | 8492.929 | 8161.607 | 12564.6493 | 10925.0097 | 8401.5463
3 | 26 | 13 | 926 | 124 | 27.2 | 4.1 | 1048.91 | 49.881 | 8233.957 | 7914.676 | 12487.6311 | 10857.6381 | 8425.7189
3 | 26 | 14 | 856 | 152 | 27.8 | 5.2 | 934.393 | 45.981 | 7437.188 | 7153.515 | 11409.8556 | 9943.2111 | 7957.7611
3 | 26 | 15 | 741 | 160 | 28.3 | 4.6 | 722.729 | 43.403 | 5781.063 | 5564.48 | 9220.9792 | 8025.8168 | 6674.1607
3 | 26 | 16 | 660 | 141 | 28.3 | 4.6 | 498.469 | 38.552 | 3979.148 | 3824.944 | 7076.2176 | 6108.1706 | 5281.8019
3 | 26 | 17 | 578 | 101 | 27.8 | 5.2 | 264.071 | 32.534 | 1977.361 | 1879.478 | 4993.5577 | 4212.6606 | 3795.2854
3 | 26 | 18 | 190 | 6 | 26.7 | 3.6 | 18.412 | 26.384 | 91.086 | 33.777 | 1346.0736 | 1132.6049 | 897.584
3 | 26 | 19 | 0 | 0 | 25.6 | 3.1 | 0 | 25.6 | 0 | 0 | 0 | 0 | 0
3 | 26 | 20 | 0 | 0 | 25 | 0 | 0 | 25 | 0 | 0 | 0 | 0 | 0
3 | 26 | 21 | 0 | 0 | 21.1 | 0 | 0 | 21.1 | 0 | 0 | 0 | 0 | 0
3 | 26 | 22 | 0 | 0 | 20.6 | 1.5 | 0 | 20.6 | 0 | 0 | 0 | 0 | 0
3 | 26 | 23 | 0 | 0 | 19.4 | 0 | 0 | 19.4 | 0 | 0 | 0 | 0 | 0
3 | 27 | 0 | 0 | 0 | 17.2 | 0 | 0 | 17.2 | 0 | 0 | 0 | 0 | 0
3 | 27 | 1 | 0 | 0 | 17.2 | 1.5 | 0 | 17.2 | 0 | 0 | 0 | 0 | 0
3 | 27 | 2 | 0 | 0 | 16.1 | 2.6 | 0 | 16.1 | 0 | 0 | 0 | 0 | 0
3 | 27 | 3 | 0 | 0 | 15 | 2.6 | 0 | 15 | 0 | 0 | 0 | 0 | 0
3 | 27 | 4 | 0 | 0 | 14.4 | 2.1 | 0 | 14.4 | 0 | 0 | 0 | 0 | 0
3 | 27 | 5 | 0 | 0 | 15 | 2.1 | 0 | 15 | 0 | 0 | 0 | 0 | 0
3 | 27 | 6 | 94 | 3 | 15.6 | 2.6 | 7.509 | 14.039 | 39.124 | 0 | 0 | 0 | 0
3 | 27 | 7 | 362 | 67 | 16.1 | 4.1 | 160.356 | 18.126 | 1247.66 | 1166.912 | 2526.9041 | 2120.9072 | 2048.7295
3 | 27 | 8 | 396 | 174 | 19.4 | 3.6 | 372.702 | 26.701 | 3112.655 | 2984.507 | 3344.0328 | 2815.6749 | 3241.6918
3 | 27 | 9 | 799 | 149 | 21.7 | 2.6 | 736.009 | 39.101 | 5974.088 | 5750.167 | 8403.5938 | 7228.8436 | 6154.5799
3 | 27 | 10 | 704 | 214 | 23.3 | 2.1 | 857.973 | 45.763 | 6833.909 | 6575.758 | 8666.0008 | 7536.9189 | 6696.6067
3 | 27 | 11 | 692 | 273 | 25.6 | 2.6 | 984.738 | 49.843 | 7731.27 | 7434.706 | 9193.0239 | 8011.5676 | 7416.0493
3 | 27 | 12 | 60 | 293 | 26.1 | 2.1 | 346.117 | 36.548 | 2856.293 | 2735.363 | 809.4206 | 703.7704 | 2449.9913
3 | 27 | 13 | 248 | 398 | 26.7 | 3.1 | 668.344 | 41.55 | 5414.513 | 5211.516 | 3343.2206 | 2906.8896 | 4693.5918
3 | 27 | 14 | 0 | 172 | 26.7 | 1.5 | 156 | 32.015 | 1308.659 | 1226.548 | 0 | 0 | 1149.2034
3 | 27 | 15 | 6 | 218 | 26.7 | 1.5 | 204.249 | 31.45 | 1716.596 | 1625.045 | 74.6869 | 65.0082 | 1501.2499
3 | 27 | 16 | 39 | 214 | 26.7 | 3.1 | 224.801 | 31.092 | 1885.693 | 1790.063 | 418.1203 | 360.9172 | 1680.8347
3 | 27 | 17 | 0 | 109 | 25.6 | 5.7 | 98.933 | 26.645 | 845.92 | 773.83 | 0 | 0 | 717.219
3 | 27 | 18 | 0 | 6 | 24.4 | 4.1 | 5.294 | 23.393 | 45.781 | 0 | 0 | 0 | 38.7755
3 | 27 | 19 | 0 | 0 | 23.3 | 5.7 | 0 | 23.3 | 0 | 0 | 0 | 0 | 0
3 | 27 | 20 | 0 | 0 | 22.2 | 2.1 | 0 | 22.2 | 0 | 0 | 0 | 0 | 0
3 | 27 | 21 | 0 | 0 | 22.2 | 3.1 | 0 | 22.2 | 0 | 0 | 0 | 0 | 0
3 | 27 | 22 | 0 | 0 | 21.1 | 4.6 | 0 | 21.1 | 0 | 0 | 0 | 0 | 0
3 | 27 | 23 | 0 | 0 | 18.9 | 5.7 | 0 | 18.9 | 0 | 0 | 0 | 0 | 0
3 | 28 | 0 | 0 | 0 | 17.2 | 0 | 0 | 17.2 | 0 | 0 | 0 | 0 | 0
3 | 28 | 1 | 0 | 0 | 16.7 | 0 | 0 | 16.7 | 0 | 0 | 0 | 0 | 0
3 | 28 | 2 | 0 | 0 | 15.6 | 3.1 | 0 | 15.6 | 0 | 0 | 0 | 0 | 0
3 | 28 | 3 | 0 | 0 | 15.6 | 2.6 | 0 | 15.6 | 0 | 0 | 0 | 0 | 0
3 | 28 | 4 | 0 | 0 | 15 | 1.5 | 0 | 15 | 0 | 0 | 0 | 0 | 0
3 | 28 | 5 | 0 | 0 | 15 | 2.6 | 0 | 15 | 0 | 0 | 0 | 0 | 0
3 | 28 | 6 | 37 | 5 | 15.6 | 2.1 | 6.171 | 13.84 | 44.451 | 0 | 0 | 0 | 0
3 | 28 | 7 | 0 | 36 | 15.6 | 2.1 | 31.917 | 14.548 | 284.528 | 223.616 | 0 | 0 | 232.3384
3 | 28 | 8 | 0 | 117 | 15 | 2.1 | 105.26 | 16.033 | 933.642 | 859.709 | 0 | 0 | 768.6245
3 | 28 | 9 | 0 | 193 | 16.1 | 2.1 | 175.989 | 19.318 | 1543.602 | 1456.124 | 0 | 0 | 1283.5985
3 | 28 | 10 | 0 | 150 | 16.7 | 2.1 | 135.444 | 19.07 | 1188.995 | 1109.545 | 0 | 0 | 1001.5972
3 | 28 | 11 | 18 | 316 | 16.7 | 2.6 | 311.425 | 23.204 | 2695.058 | 2578.554 | 239.3129 | 208.5613 | 2256.893
3 | 28 | 12 | 30 | 391 | 17.8 | 1.5 | 417.305 | 29.125 | 3537.006 | 3396.417 | 404.5445 | 351.7404 | 2858.5825
3 | 28 | 13 | 85 | 408 | 19.4 | 2.6 | 487.838 | 31.015 | 4106.964 | 3948.7 | 1145.4496 | 995.9932 | 3423.1748
3 | 28 | 14 | 12 | 203 | 20.6 | 1.5 | 195.7 | 26.308 | 1675.187 | 1584.62 | 160.0691 | 139.4866 | 1453.7272
3 | 28 | 15 | 647 | 236 | 21.1 | 0 | 723.771 | 46.882 | 5717.858 | 5503.652 | 8055.9534 | 7012.136 | 6473.5086
3 | 28 | 16 | 783 | 104 | 21.7 | 1.5 | 523.039 | 37.386 | 4177.212 | 4016.693 | 8393.804 | 7245.326 | 5844.3431
3 | 28 | 17 | 588 | 116 | 21.7 | 2.1 | 278.389 | 29.021 | 2117.9 | 2016.51 | 5075.8702 | 4281.7408 | 3945.6744
3 | 28 | 18 | 206 | 7 | 20.6 | 0 | 19.13 | 21.913 | 97.706 | 40.276 | 1457.8683 | 1226.4717 | 975.5387
3 | 28 | 19 | 0 | 0 | 18.9 | 3.1 | 0 | 18.9 | 0 | 0 | 0 | 0 | 0
3 | 28 | 20 | 0 | 0 | 18.3 | 2.1 | 0 | 18.3 | 0 | 0 | 0 | 0 | 0
3 | 28 | 21 | 0 | 0 | 17.2 | 2.1 | 0 | 17.2 | 0 | 0 | 0 | 0 | 0
3 | 28 | 22 | 0 | 0 | 17.2 | 2.6 | 0 | 17.2 | 0 | 0 | 0 | 0 | 0
3 | 28 | 23 | 0 | 0 | 16.7 | 2.6 | 0 | 16.7 | 0 | 0 | 0 | 0 | 0
3 | 29 | 0 | 0 | 0 | 16.1 | 3.1 | 0 | 16.1 | 0 | 0 | 0 | 0 | 0
3 | 29 | 1 | 0 | 0 | 15.6 | 2.1 | 0 | 15.6 | 0 | 0 | 0 | 0 | 0
3 | 29 | 2 | 0 | 0 | 15 | 2.1 | 0 | 15 | 0 | 0 | 0 | 0 | 0
3 | 29 | 3 | 0 | 0 | 13.9 | 1.5 | 0 | 13.9 | 0 | 0 | 0 | 0 | 0
3 | 29 | 4 | 0 | 0 | 13.9 | 1.5 | 0 | 13.9 | 0 | 0 | 0 | 0 | 0
3 | 29 | 5 | 0 | 0 | 13.3 | 0 | 0 | 13.3 | 0 | 0 | 0 | 0 | 0
3 | 29 | 6 | 127 | 4 | 13.9 | 3.1 | 9.598 | 12.448 | 50.354 | 0 | 0 | 0 | 0
3 | 29 | 7 | 524 | 57 | 15.6 | 3.1 | 194.278 | 18.626 | 1471.461 | 1385.651 | 3663.2898 | 3075.5587 | 2710.5253
3 | 29 | 8 | 702 | 97 | 17.2 | 4.1 | 458.802 | 26.106 | 3801.004 | 3652.366 | 5948.5926 | 5009.8213 | 4370.1716
3 | 29 | 9 | 800 | 117 | 18.9 | 2.6 | 701.705 | 35.774 | 5763.739 | 5547.809 | 8443.7728 | 7267.9318 | 5965.503
3 | 29 | 10 | 858 | 138 | 20 | 2.6 | 908.374 | 42.324 | 7327.976 | 7049.015 | 10590.3747 | 9212.0607 | 7359.0311
3 | 29 | 11 | 901 | 140 | 21.1 | 2.1 | 1033.001 | 48.354 | 8156.191 | 7840.48 | 11987.8924 | 10447.5023 | 8228.1961
3 | 29 | 12 | 871 | 157 | 22.8 | 2.6 | 1065.906 | 49.43 | 8382.938 | 8056.759 | 11740.4305 | 10208.2619 | 8193.4947
3 | 29 | 13 | 938 | 136 | 23.9 | 3.1 | 1070.227 | 49.278 | 8420.652 | 8092.714 | 12635.7916 | 10987.7151 | 8600.0637
3 | 29 | 14 | 898 | 137 | 24.4 | 3.6 | 952.203 | 46.127 | 7574.145 | 7284.505 | 11982.5302 | 10441.4639 | 8206.7578
3 | 29 | 15 | 809 | 139 | 25 | 0 | 746.212 | 55.375 | 5698.707 | 5485.217 | 10075.4838 | 8770.1713 | 7053.4787
3 | 29 | 16 | 795 | 104 | 24.4 | 2.1 | 527.814 | 38.733 | 4192.959 | 4031.932 | 8521.3011 | 7355.2 | 5922.6377
3 | 29 | 17 | 616 | 104 | 24.4 | 3.6 | 273.821 | 30.336 | 2057.067 | 1957.203 | 5315.0916 | 4483.3182 | 4016.7547
3 | 29 | 18 | 222 | 7 | 23.3 | 2.6 | 19.301 | 22.973 | 96.181 | 38.779 | 1570.1468 | 1320.8058 | 1047.2885
3 | 29 | 19 | 0 | 0 | 22.2 | 2.1 | 0 | 22.2 | 0 | 0 | 0 | 0 | 0
3 | 29 | 20 | 0 | 0 | 21.1 | 0 | 0 | 21.1 | 0 | 0 | 0 | 0 | 0
3 | 29 | 21 | 0 | 0 | 20 | 0 | 0 | 20 | 0 | 0 | 0 | 0 | 0
3 | 29 | 22 | 0 | 0 | 20.6 | 1.5 | 0 | 20.6 | 0 | 0 | 0 | 0 | 0
3 | 29 | 23 | 0 | 0 | 18.9 | 1.5 | 0 | 18.9 | 0 | 0 | 0 | 0 | 0
3 | 30 | 0 | 0 | 0 | 18.3 | 3.6 | 0 | 18.3 | 0 | 0 | 0 | 0 | 0
3 | 30 | 1 | 0 | 0 | 18.3 | 0 | 0 | 18.3 | 0 | 0 | 0 | 0 | 0
3 | 30 | 2 | 0 | 0 | 17.8 | 1.5 | 0 | 17.8 | 0 | 0 | 0 | 0 | 0
3 | 30 | 3 | 0 | 0 | 16.7 | 0 | 0 | 16.7 | 0 | 0 | 0 | 0 | 0
3 | 30 | 4 | 0 | 0 | 16.1 | 2.1 | 0 | 16.1 | 0 | 0 | 0 | 0 | 0
3 | 30 | 5 | 0 | 0 | 15.6 | 1.5 | 0 | 15.6 | 0 | 0 | 0 | 0 | 0
3 | 30 | 6 | 86 | 6 | 16.1 | 3.1 | 8.878 | 14.678 | 55.777 | 0 | 0 | 0 | 0
3 | 30 | 7 | 31 | 87 | 17.2 | 4.1 | 87.746 | 17.653 | 760.008 | 689.698 | 216.8753 | 182.1034 | 700.2385
3 | 30 | 8 | 249 | 204 | 18.3 | 2.6 | 329.51 | 25.126 | 2786.673 | 2667.665 | 2113.4823 | 1780.1519 | 2666.6728
3 | 30 | 9 | 526 | 222 | 20 | 1.5 | 612.16 | 36.739 | 5019.972 | 4831.087 | 5561.1452 | 4788.1716 | 4892.7493
3 | 30 | 10 | 764 | 190 | 21.7 | 1.5 | 885.282 | 46.596 | 7028.913 | 6762.647 | 9442.3466 | 8214.1556 | 7008.494
3 | 30 | 11 | 901 | 155 | 22.8 | 2.1 | 1059.112 | 50.521 | 8293.322 | 7971.302 | 11996.4061 | 10454.8205 | 8333.9852
3 | 30 | 12 | 859 | 164 | 23.3 | 0 | 1060.348 | 63.255 | 7897.963 | 7593.961 | 11573.8419 | 10063.9485 | 8140.215
3 | 30 | 13 | 817 | 217 | 24.4 | 4.1 | 1053.271 | 47.236 | 8352.057 | 8027.313 | 11001.7702 | 9567.5053 | 8147.4266
3 | 30 | 14 | 220 | 382 | 25 | 5.7 | 581.544 | 35.895 | 4808.172 | 4626.644 | 2936.5147 | 2558.775 | 4339.2431
3 | 30 | 15 | 523 | 303 | 25.6 | 6.7 | 696.151 | 36.766 | 5714.82 | 5500.728 | 6514.9233 | 5670.9922 | 5984.1502
3 | 30 | 16 | 0 | 82 | 23.3 | 10.3 | 73.006 | 23.918 | 630.229 | 562.56 | 0 | 0 | 545.7093
3 | 30 | 17 | 189 | 160 | 21.1 | 4.1 | 203.713 | 24.282 | 1676.496 | 1585.898 | 1629.9354 | 1374.7902 | 2074.6576
3 | 30 | 18 | 70 | 12 | 20 | 5.7 | 14.586 | 19.378 | 106.131 | 48.546 | 494.7673 | 416.1555 | 393.3293
3 | 30 | 19 | 0 | 0 | 19.4 | 0 | 0 | 19.4 | 0 | 0 | 0 | 0 | 0
3 | 30 | 20 | 0 | 0 | 18.3 | 2.1 | 0 | 18.3 | 0 | 0 | 0 | 0 | 0
3 | 30 | 21 | 0 | 0 | 17.8 | 1.5 | 0 | 17.8 | 0 | 0 | 0 | 0 | 0
3 | 30 | 22 | 0 | 0 | 17.2 | 2.6 | 0 | 17.2 | 0 | 0 | 0 | 0 | 0
3 | 30 | 23 | 0 | 0 | 17.8 | 2.1 | 0 | 17.8 | 0 | 0 | 0 | 0 | 0
3 | 31 | 0 | 0 | 0 | 16.7 | 3.1 | 0 | 16.7 | 0 | 0 | 0 | 0 | 0
3 | 31 | 1 | 0 | 0 | 15.6 | 4.1 | 0 | 15.6 | 0 | 0 | 0 | 0 | 0
3 | 31 | 2 | 0 | 0 | 15 | 3.1 | 0 | 15 | 0 | 0 | 0 | 0 | 0
3 | 31 | 3 | 0 | 0 | 14.4 | 3.1 | 0 | 14.4 | 0 | 0 | 0 | 0 | 0
3 | 31 | 4 | 0 | 0 | 12.8 | 4.1 | 0 | 12.8 | 0 | 0 | 0 | 0 | 0
3 | 31 | 5 | 0 | 0 | 12.2 | 3.1 | 0 | 12.2 | 0 | 0 | 0 | 0 | 0
3 | 31 | 6 | 157 | 7 | 12.2 | 4.6 | 12.652 | 11.019 | 72.388 | 15.42 | 0 | 0 | 0
3 | 31 | 7 | 523 | 63 | 13.3 | 5.2 | 200.77 | 15.839 | 1544.795 | 1457.288 | 3661.3711 | 3074.7093 | 2747.5106
3 | 31 | 8 | 641 | 111 | 14.4 | 3.1 | 443.424 | 23.832 | 3710.909 | 3565.045 | 5449.5373 | 4590.6029 | 4148.6681
3 | 31 | 9 | 689 | 176 | 15.6 | 2.1 | 685.972 | 33.215 | 5692.342 | 5479.09 | 7296.3874 | 6284.0757 | 5652.3571
3 | 31 | 10 | 278 | 339 | 15.6 | 7.2 | 597.193 | 24.696 | 5137.78 | 4944.737 | 3440.1406 | 2992.9375 | 4354.9291
3 | 31 | 11 | 24 | 212 | 16.1 | 7.7 | 225.98 | 19.088 | 1983.595 | 1885.558 | 319.7646 | 278.6674 | 1611.0072
3 | 31 | 12 | 553 | 357 | 16.7 | 7.7 | 953.363 | 30.374 | 8044.647 | 7734.022 | 7447.7447 | 6476.6235 | 6919.0656
3 | 31 | 13 | 0 | 145 | 13.3 | 7.2 | 130.98 | 15.276 | 1164.763 | 1085.846 | 0 | 0 | 968.8141
3 | 31 | 14 | 0 | 132 | 12.8 | 2.1 | 118.763 | 14.511 | 1058.856 | 982.246 | 0 | 0 | 881.9488
3 | 31 | 15 | 31 | 280 | 13.9 | 3.1 | 281.44 | 19.283 | 2467.193 | 2356.791 | 386.2294 | 336.2029 | 2104.7171
3 | 31 | 16 | 228 | 239 | 16.1 | 3.6 | 350.709 | 23.172 | 2996.047 | 2871.21 | 2442.884 | 2108.4364 | 3090.0452
3 | 31 | 17 | 133 | 159 | 14.4 | 3.6 | 186.774 | 17.902 | 1588.522 | 1499.996 | 1146.3601 | 966.8579 | 1764.8521
3 | 31 | 18 | 51 | 12 | 13.9 | 2.1 | 13.371 | 12.928 | 104.322 | 46.771 | 360.2208 | 302.9533 | 307.4755
3 | 31 | 19 | 0 | 0 | 13.3 | 0 | 0 | 13.3 | 0 | 0 | 0 | 0 | 0
3 | 31 | 20 | 0 | 0 | 13.9 | 1.5 | 0 | 13.9 | 0 | 0 | 0 | 0 | 0
3 | 31 | 21 | 0 | 0 | 13.7 | 2.1 | 0 | 13.7 | 0 | 0 | 0 | 0 | 0
3 | 31 | 22 | 0 | 0 | 13.4 | 2.7 | 0 | 13.4 | 0 | 0 | 0 | 0 | 0
3 | 31 | 23 | 0 | 0 | 13.2 | 3.3 | 0 | 13.2 | 0 | 0 | 0 | 0 | 0
4 | 1 | 0 | 0 | 0 | 12.9 | 3.9 | 0 | 12.9 | 0 | 0 | 0 | 0 | 0
4 | 1 | 1 | 0 | 0 | 12.7 | 4.5 | 0 | 12.7 | 0 | 0 | 0 | 0 | 0
4 | 1 | 2 | 0 | 0 | 12.4 | 5.1 | 0 | 12.4 | 0 | 0 | 0 | 0 | 0
4 | 1 | 3 | 0 | 0 | 12.2 | 5.7 | 0 | 12.2 | 0 | 0 | 0 | 0 | 0
4 | 1 | 4 | 0 | 0 | 11.1 | 3.6 | 0 | 11.1 | 0 | 0 | 0 | 0 | 0
4 | 1 | 5 | 0 | 0 | 10.6 | 1.5 | 0 | 10.6 | 0 | 0 | 0 | 0 | 0
4 | 1 | 6 | 72 | 23 | 8.9 | 2.6 | 23.081 | 7.593 | 191.604 | 132.438 | 0 | 0 | 0
4 | 1 | 7 | 490 | 62 | 10.6 | 3.6 | 192.075 | 13.426 | 1495.046 | 1408.692 | 3432.5488 | 2882.8778 | 2594.5407
4 | 1 | 8 | 711 | 97 | 12.8 | 3.1 | 465.293 | 22.737 | 3901.999 | 3750.219 | 6054.151 | 5100.5365 | 4435.8137
4 | 1 | 9 | 818 | 124 | 15.6 | 3.1 | 723.764 | 32.168 | 6023.757 | 5797.927 | 8676.2121 | 7474.6072 | 6153.5509
4 | 1 | 10 | 877 | 143 | 16.1 | 3.6 | 931.841 | 36.949 | 7667.966 | 7374.202 | 10865.7076 | 9454.0624 | 7560.07
4 | 1 | 11 | 886 | 158 | 18.3 | 5.2 | 1049.123 | 38.419 | 8597.202 | 8260.969 | 11812.1977 | 10293.7089 | 8242.7919
4 | 1 | 12 | 920 | 163 | 19.4 | 5.7 | 1121.949 | 39.92 | 9144.813 | 8782.174 | 12385.0727 | 10771.1993 | 8629.3195
4 | 1 | 13 | 911 | 155 | 20 | 7.2 | 1074.011 | 37.103 | 8843.896 | 8495.893 | 12258.4 | 10662.243 | 8499.3955
4 | 1 | 14 | 772 | 209 | 21.1 | 8.8 | 919.357 | 33.934 | 7650.602 | 7357.604 | 10310.4245 | 8983.5761 | 7670.9578
4 | 1 | 15 | 413 | 258 | 20.6 | 8.8 | 564.217 | 28.344 | 4774.396 | 4594.027 | 5146.3058 | 4479.7826 | 4851.6228
4 | 1 | 16 | 589 | 143 | 20.6 | 7.7 | 454.462 | 27.082 | 3779.237 | 3631.271 | 6309.162 | 5445.1411 | 4824.4529
4 | 1 | 17 | 238 | 94 | 20 | 8.8 | 156.39 | 21.665 | 1258.63 | 1177.638 | 2050.1708 | 1729.0428 | 1903.9304
4 | 1 | 18 | 6 | 24 | 18.9 | 6.2 | 21.546 | 18.342 | 187.869 | 128.774 | 42.3473 | 35.6108 | 182.0871
4 | 1 | 19 | 0 | 0 | 18.3 | 5.7 | 0 | 18.3 | 0 | 0 | 0 | 0 | 0
4 | 1 | 20 | 0 | 0 | 17.2 | 3.6 | 0 | 17.2 | 0 | 0 | 0 | 0 | 0
4 | 1 | 21 | 0 | 0 | 16.1 | 3.6 | 0 | 16.1 | 0 | 0 | 0 | 0 | 0
4 | 1 | 22 | 0 | 0 | 16.1 | 3.6 | 0 | 16.1 | 0 | 0 | 0 | 0 | 0
4 | 1 | 23 | 0 | 0 | 16.1 | 6.2 | 0 | 16.1 | 0 | 0 | 0 | 0 | 0
4 | 2 | 0 | 0 | 0 | 15.6 | 7.7 | 0 | 15.6 | 0 | 0 | 0 | 0 | 0
4 | 2 | 1 | 0 | 0 | 15 | 4.1 | 0 | 15 | 0 | 0 | 0 | 0 | 0
4 | 2 | 2 | 0 | 0 | 14.4 | 4.6 | 0 | 14.4 | 0 | 0 | 0 | 0 | 0
4 | 2 | 3 | 0 | 0 | 14.4 | 3.1 | 0 | 14.4 | 0 | 0 | 0 | 0 | 0
4 | 2 | 4 | 0 | 0 | 14.4 | 4.6 | 0 | 14.4 | 0 | 0 | 0 | 0 | 0
4 | 2 | 5 | 0 | 0 | 13.9 | 3.6 | 0 | 13.9 | 0 | 0 | 0 | 0 | 0
4 | 2 | 6 | 0 | 20 | 13.9 | 4.1 | 17.787 | 12.786 | 159.504 | 100.935 | 0 | 0 | 0
4 | 2 | 7 | 0 | 49 | 13.9 | 5.7 | 43.631 | 13.459 | 390.384 | 327.447 | 0 | 0 | 316.3459
4 | 2 | 8 | 47 | 71 | 14.4 | 6.2 | 92.155 | 14.864 | 811.772 | 740.393 | 400.8139 | 337.7213 | 718.1726
4 | 2 | 9 | 60 | 155 | 15 | 5.2 | 188.017 | 17.44 | 1656.317 | 1566.196 | 637.3737 | 549.2542 | 1422.612
4 | 2 | 10 | 0 | 202 | 15.6 | 5.2 | 184.363 | 18.128 | 1623.659 | 1534.309 | 0 | 0 | 1348.9334
4 | 2 | 11 | 0 | 163 | 13.9 | 4.1 | 148.028 | 15.997 | 1313.153 | 1230.94 | 0 | 0 | 1089.0715
4 | 2 | 12 | 18 | 393 | 13.9 | 3.6 | 387.848 | 21.508 | 3376.258 | 3240.454 | 242.2084 | 210.6705 | 2773.2934
4 | 2 | 13 | 26 | 247 | 14.4 | 4.1 | 263.242 | 19.452 | 2307.798 | 2201.56 | 349.7212 | 304.2162 | 1863.2697
4 | 2 | 14 | 0 | 225 | 14.4 | 8.2 | 206.132 | 16.651 | 1824.537 | 1730.394 | 0 | 0 | 1503.323
4 | 2 | 15 | 157 | 277 | 12.8 | 8.8 | 388.615 | 17.429 | 3422.237 | 3285.073 | 1956.5608 | 1703.173 | 3039.3525
4 | 2 | 16 | 142 | 133 | 11.1 | 7.2 | 201.746 | 13.588 | 1778.725 | 1685.686 | 1520.6045 | 1312.2919 | 1818.5098
4 | 2 | 17 | 7 | 46 | 10.6 | 4.6 | 42.823 | 10.371 | 384.007 | 321.193 | 60.2613 | 50.8191 | 340.3941
4 | 2 | 18 | 11 | 20 | 10 | 6.2 | 18.481 | 9.139 | 164.62 | 105.956 | 77.5755 | 65.2267 | 178.7323
4 | 2 | 19 | 0 | 0 | 10 | 3.6 | 0 | 10 | 0 | 0 | 0 | 0 | 0
4 | 2 | 20 | 0 | 0 | 8.9 | 3.6 | 0 | 8.9 | 0 | 0 | 0 | 0 | 0
4 | 2 | 21 | 0 | 0 | 7.2 | 2.6 | 0 | 7.2 | 0 | 0 | 0 | 0 | 0
4 | 2 | 22 | 0 | 0 | 7.2 | 2.1 | 0 | 7.2 | 0 | 0 | 0 | 0 | 0
4 | 2 | 23 | 0 | 0 | 7.2 | 1.5 | 0 | 7.2 | 0 | 0 | 0 | 0 | 0
4 | 3 | 0 | 0 | 0 | 6.7 | 3.1 | 0 | 6.7 | 0 | 0 | 0 | 0 | 0
4 | 3 | 1 | 0 | 0 | 6.1 | 4.1 | 0 | 6.1 | 0 | 0 | 0 | 0 | 0
4 | 3 | 2 | 0 | 0 | 5.6 | 2.6 | 0 | 5.6 | 0 | 0 | 0 | 0 | 0
4 | 3 | 3 | 0 | 0 | 5 | 3.1 | 0 | 5 | 0 | 0 | 0 | 0 | 0
4 | 3 | 4 | 0 | 0 | 4.4 | 2.6 | 0 | 4.4 | 0 | 0 | 0 | 0 | 0
4 | 3 | 5 | 0 | 0 | 4.4 | 3.1 | 0 | 4.4 | 0 | 0 | 0 | 0 | 0
4 | 3 | 6 | 171 | 21 | 4.4 | 2.6 | 24.742 | 3.087 | 186.588 | 127.517 | 0 | 0 | 0
4 | 3 | 7 | 628 | 47 | 6.7 | 3.1 | 214.059 | 10.181 | 1647.985 | 1558.061 | 4404.4428 | 3699.8975 | 3118.4538
4 | 3 | 8 | 804 | 71 | 8.9 | 3.1 | 485.452 | 19.409 | 4107.644 | 3949.358 | 6866.5898 | 5786.4227 | 4774.1382
4 | 3 | 9 | 892 | 90 | 11.7 | 1.5 | 736.86 | 32.686 | 6118.483 | 5888.99 | 9489.6745 | 8179.898 | 6426.0784
4 | 3 | 10 | 936 | 103 | 13.9 | 3.6 | 933.489 | 34.886 | 7738.746 | 7441.85 | 11623.4415 | 10115.1718 | 7753.7969
4 | 3 | 11 | 958 | 111 | 15 | 4.1 | 1058.74 | 38.038 | 8688.017 | 8347.476 | 12787.2092 | 11142.3196 | 8522.9563
4 | 3 | 12 | 968 | 114 | 17.2 | 4.1 | 1105.999 | 41.364 | 8966.699 | 8612.761 | 13019.4336 | 11325.6073 | 8689.2811
4 | 3 | 13 | 970 | 111 | 17.2 | 2.6 | 1072.896 | 44.46 | 8596.975 | 8260.752 | 13042.179 | 11346.4317 | 8683.2802
4 | 3 | 14 | 917 | 110 | 18.9 | 4.6 | 928.788 | 38.325 | 7604.615 | 7313.639 | 12253.1379 | 10675.598 | 8192.1966
4 | 3 | 15 | 905 | 96 | 20 | 3.6 | 758.78 | 37.437 | 6195.864 | 5963.355 | 11279.1647 | 9818.503 | 7498.1522
4 | 3 | 16 | 294 | 219 | 20 | 6.7 | 369.533 | 25.915 | 3116.68 | 2988.417 | 3147.2442 | 2715.9286 | 3389.3509
4 | 3 | 17 | 596 | 63 | 20 | 4.6 | 227.095 | 23.997 | 1704.664 | 1613.397 | 5127.4068 | 4323.7202 | 3629.6879
4 | 3 | 18 | 71 | 34 | 18.9 | 3.6 | 32.48 | 18.638 | 266.959 | 206.38 | 500.298 | 420.6015 | 539.1132
4 | 3 | 19 | 0 | 0 | 17.8 | 2.6 | 0 | 17.8 | 0 | 0 | 0 | 0 | 0
4 | 3 | 20 | 0 | 0 | 16.1 | 4.1 | 0 | 16.1 | 0 | 0 | 0 | 0 | 0
4 | 3 | 21 | 0 | 0 | 14.4 | 3.6 | 0 | 14.4 | 0 | 0 | 0 | 0 | 0
4 | 3 | 22 | 0 | 0 | 13.3 | 4.6 | 0 | 13.3 | 0 | 0 | 0 | 0 | 0
4 | 3 | 23 | 0 | 0 | 12.2 | 5.2 | 0 | 12.2 | 0 | 0 | 0 | 0 | 0
4 | 4 | 0 | 0 | 0 | 11.7 | 4.6 | 0 | 11.7 | 0 | 0 | 0 | 0 | 0
4 | 4 | 1 | 0 | 0 | 11.1 | 4.6 | 0 | 11.1 | 0 | 0 | 0 | 0 | 0
4 | 4 | 2 | 0 | 0 | 9.4 | 4.1 | 0 | 9.4 | 0 | 0 | 0 | 0 | 0
4 | 4 | 3 | 0 | 0 | 8.3 | 4.6 | 0 | 8.3 | 0 | 0 | 0 | 0 | 0
4 | 4 | 4 | 0 | 0 | 7.2 | 3.1 | 0 | 7.2 | 0 | 0 | 0 | 0 | 0
4 | 4 | 5 | 0 | 0 | 7.8 | 1.5 | 0 | 7.8 | 0 | 0 | 0 | 0 | 0
4 | 4 | 6 | 124 | 24 | 8.3 | 2.6 | 24.894 | 7.09 | 198.283 | 138.993 | 0 | 0 | 0
4 | 4 | 7 | 561 | 58 | 10.6 | 1 | 207.531 | 15.117 | 1593.722 | 1505.074 | 3936.6397 | 3307.23 | 2890.2732
4 | 4 | 8 | 760 | 87 | 13.9 | 3.6 | 480.503 | 23.733 | 4012.458 | 3857.201 | 6500.0564 | 5478.2208 | 4649.1969
4 | 4 | 9 | 854 | 110 | 15.6 | 1.5 | 735.34 | 36.359 | 6027.263 | 5801.298 | 9098.4063 | 7844.6792 | 6318.484
4 | 4 | 10 | 907 | 126 | 18.9 | 2.6 | 931.846 | 41.898 | 7529.087 | 7241.417 | 11275.5966 | 9813.332 | 7696.0469
4 | 4 | 11 | 936 | 136 | 19.4 | 2.1 | 1062.538 | 47.521 | 8415.99 | 8088.27 | 12500.3658 | 10891.7305 | 8515.9046
4 | 4 | 12 | 944 | 139 | 20.6 | 3.1 | 1106.578 | 46.91 | 8786.653 | 8441.4 | 12690.5935 | 11041.0679 | 8656.3355
4 | 4 | 13 | 941 | 136 | 22.8 | 3.1 | 1069.167 | 48.291 | 8443.823 | 8114.803 | 12647.1961 | 11004.0971 | 8609.9219
4 | 4 | 14 | 917 | 127 | 23.9 | 2.1 | 944.928 | 49.342 | 7423.882 | 7140.785 | 12255.9167 | 10677.6807 | 8307.6741
4 | 4 | 15 | 869 | 111 | 24.4 | 4.6 | 751.649 | 40.073 | 6079.384 | 5851.407 | 10831.0243 | 9428.4363 | 7325.8905
4 | 4 | 16 | 777 | 88 | 23.9 | 3.6 | 495.143 | 35.185 | 3974.79 | 3820.723 | 8314.6399 | 7174.6743 | 5689.7317
4 | 4 | 17 | 587 | 59 | 23.3 | 3.6 | 219.616 | 27.947 | 1620.464 | 1531.189 | 5046.446 | 4255.158 | 3552.6934
4 | 4 | 18 | 151 | 26 | 22.8 | 4.1 | 28.3 | 22.504 | 208.78 | 149.294 | 1063.0851 | 893.6095 | 846.9244
4 | 4 | 19 | 0 | 0 | 21.1 | 2.6 | 0 | 21.1 | 0 | 0 | 0 | 0 | 0
4 | 4 | 20 | 0 | 0 | 20 | 2.6 | 0 | 20 | 0 | 0 | 0 | 0 | 0
4 | 4 | 21 | 0 | 0 | 19.4 | 1.5 | 0 | 19.4 | 0 | 0 | 0 | 0 | 0
4 | 4 | 22 | 0 | 0 | 16.7 | 3.6 | 0 | 16.7 | 0 | 0 | 0 | 0 | 0
4 | 4 | 23 | 0 | 0 | 16.1 | 4.1 | 0 | 16.1 | 0 | 0 | 0 | 0 | 0
4 | 5 | 0 | 0 | 0 | 15 | 3.6 | 0 | 15 | 0 | 0 | 0 | 0 | 0
4 | 5 | 1 | 0 | 0 | 13.9 | 3.1 | 0 | 13.9 | 0 | 0 | 0 | 0 | 0
4 | 5 | 2 | 0 | 0 | 13.3 | 2.6 | 0 | 13.3 | 0 | 0 | 0 | 0 | 0
4 | 5 | 3 | 0 | 0 | 12.2 | 2.6 | 0 | 12.2 | 0 | 0 | 0 | 0 | 0
4 | 5 | 4 | 0 | 0 | 11.1 | 2.6 | 0 | 11.1 | 0 | 0 | 0 | 0 | 0
4 | 5 | 5 | 0 | 0 | 10.6 | 4.1 | 0 | 10.6 | 0 | 0 | 0 | 0 | 0
4 | 5 | 6 | 137 | 25 | 11.7 | 2.6 | 25.831 | 10.56 | 202.793 | 143.419 | 0 | 0 | 0
4 | 5 | 7 | 567 | 58 | 14.4 | 4.1 | 209.493 | 17.517 | 1596.021 | 1507.319 | 3980.7143 | 3344.5423 | 2918.2377
4 | 5 | 8 | 763 | 87 | 17.8 | 4.1 | 482.391 | 27.241 | 3979.461 | 3825.248 | 6534.6827 | 5508.0769 | 4670.7122
4 | 5 | 9 | 852 | 111 | 20.6 | 2.6 | 735.062 | 38.286 | 5982.872 | 5758.614 | 9089.6097 | 7839.0643 | 6319.3576
4 | 5 | 10 | 905 | 127 | 22.8 | 3.1 | 930.881 | 44.445 | 7450.043 | 7165.813 | 11262.5369 | 9802.8154 | 7694.9005
4 | 5 | 11 | 929 | 136 | 24.4 | 2.6 | 1055.095 | 50.464 | 8263.556 | 7942.91 | 12413.2817 | 10815.1479 | 8463.3626
4 | 5 | 12 | 940 | 139 | 26.1 | 2.1 | 1101.561 | 55.086 | 8475.718 | 8145.205 | 12630.5828 | 10990.4589 | 8619.8655
4 | 5 | 13 | 934 | 136 | 27.8 | 2.1 | 1061.091 | 55.866 | 8138.074 | 7823.192 | 12547.9803 | 10919.0927 | 8549.5115
4 | 5 | 14 | 912 | 127 | 28.9 | 2.6 | 939.14 | 52.465 | 7290.071 | 7012.736 | 12191.6612 | 10621.3696 | 8268.7561
4 | 5 | 15 | 864 | 112 | 29.4 | 3.1 | 747.61 | 47.287 | 5885.134 | 5664.611 | 10768.9139 | 9374.3844 | 7294.8117
4 | 5 | 16 | 774 | 89 | 29.4 | 2.6 | 493.26 | 41.928 | 3861.903 | 3711.375 | 8279.1809 | 7143.5508 | 5674.7226
4 | 5 | 17 | 587 | 60 | 28.9 | 2.6 | 219.523 | 34.235 | 1582.827 | 1494.433 | 5042.7453 | 4251.7364 | 3557.0399
4 | 5 | 18 | 158 | 27 | 27.8 | 3.6 | 28.702 | 27.647 | 209.244 | 149.749 | 1111.3516 | 934.0396 | 884.3083
4 | 5 | 19 | 0 | 0 | 25 | 3.1 | 0 | 25 | 0 | 0 | 0 | 0 | 0
4 | 5 | 20 | 0 | 0 | 22.8 | 2.6 | 0 | 22.8 | 0 | 0 | 0 | 0 | 0
4 | 5 | 21 | 0 | 0 | 22.8 | 1.5 | 0 | 22.8 | 0 | 0 | 0 | 0 | 0
4 | 5 | 22 | 0 | 0 | 22.2 | 3.1 | 0 | 22.2 | 0 | 0 | 0 | 0 | 0
4 | 5 | 23 | 0 | 0 | 19.4 | 0 | 0 | 19.4 | 0 | 0 | 0 | 0 | 0
4 | 6 | 0 | 0 | 0 | 19.4 | 2.1 | 0 | 19.4 | 0 | 0 | 0 | 0 | 0
4 | 6 | 1 | 0 | 0 | 19.4 | 2.1 | 0 | 19.4 | 0 | 0 | 0 | 0 | 0
4 | 6 | 2 | 0 | 0 | 17.8 | 0 | 0 | 17.8 | 0 | 0 | 0 | 0 | 0
4 | 6 | 3 | 0 | 0 | 15 | 0 | 0 | 15 | 0 | 0 | 0 | 0 | 0
4 | 6 | 4 | 0 | 0 | 15 | 0 | 0 | 15 | 0 | 0 | 0 | 0 | 0
4 | 6 | 5 | 0 | 0 | 15 | 0 | 0 | 15 | 0 | 0 | 0 | 0 | 0
4 | 6 | 6 | 127 | 30 | 15.6 | 0 | 29.428 | 13.546 | 236.41 | 176.407 | 0 | 0 | 0
4 | 6 | 7 | 557 | 63 | 19.4 | 0 | 212.231 | 25.889 | 1578.826 | 1490.526 | 3912.2955 | 3287.3144 | 2906.6212
4 | 6 | 8 | 724 | 115 | 22.8 | 1.5 | 491.63 | 35.772 | 3943.343 | 3790.267 | 6208.8694 | 5234.0825 | 4650.3149
4 | 6 | 9 | 823 | 141 | 27.2 | 6.2 | 747.376 | 39.697 | 6053.959 | 5826.965 | 8791.8576 | 7584.1076 | 6335.8211
4 | 6 | 10 | 651 | 273 | 29.4 | 5.7 | 867.378 | 45.045 | 6928.431 | 6666.363 | 8109.7238 | 7059.2291 | 6753.3392
4 | 6 | 11 | 903 | 182 | 30.6 | 3.6 | 1086.96 | 54.541 | 8379.831 | 8053.796 | 12071.7612 | 10516.8583 | 8563.2912
4 | 6 | 12 | 895 | 175 | 32.8 | 4.1 | 1104.141 | 56.444 | 8450.418 | 8121.089 | 12019.7605 | 10460.535 | 8488.3702
4 | 6 | 13 | 920 | 166 | 32.8 | 3.6 | 1087.843 | 57.138 | 8301.638 | 7979.232 | 12354.7231 | 10752.2451 | 8632.1841
4 | 6 | 14 | 888 | 163 | 33.3 | 4.1 | 961.523 | 54.104 | 7416.789 | 7134 | 11873.15 | 10343.5703 | 8315.6047
4 | 6 | 15 | 815 | 163 | 33.9 | 3.6 | 765.464 | 51.283 | 5937.279 | 5714.768 | 10158.0763 | 8842.6403 | 7264.0519
4 | 6 | 16 | 733 | 119 | 33.3 | 1.5 | 501.608 | 48.328 | 3841.714 | 3691.813 | 7837.1751 | 6761.6333 | 5603.1203
4 | 6 | 17 | 459 | 96 | 32.8 | 2.6 | 216.654 | 38.155 | 1588.677 | 1500.147 | 3940.1166 | 3321.8246 | 3102.3997
4 | 6 | 18 | 232 | 26 | 31.7 | 2.1 | 30.132 | 31.783 | 205.545 | 146.12 | 1630.3049 | 1369.9765 | 1209.5162
4 | 6 | 19 | 0 | 0 | 30 | 2.6 | 0 | 30 | 0 | 0 | 0 | 0 | 0
4 | 6 | 20 | 0 | 0 | 27.8 | 2.6 | 0 | 27.8 | 0 | 0 | 0 | 0 | 0
4 | 6 | 21 | 0 | 0 | 23.9 | 2.6 | 0 | 23.9 | 0 | 0 | 0 | 0 | 0
4 | 6 | 22 | 0 | 0 | 23.3 | 3.1 | 0 | 23.3 | 0 | 0 | 0 | 0 | 0
4 | 6 | 23 | 0 | 0 | 21.7 | 0 | 0 | 21.7 | 0 | 0 | 0 | 0 | 0
4 | 7 | 0 | 0 | 0 | 21.7 | 2.6 | 0 | 21.7 | 0 | 0 | 0 | 0 | 0
4 | 7 | 1 | 0 | 0 | 18.9 | 2.1 | 0 | 18.9 | 0 | 0 | 0 | 0 | 0
4 | 7 | 2 | 0 | 0 | 18.3 | 1.5 | 0 | 18.3 | 0 | 0 | 0 | 0 | 0
4 | 7 | 3 | 0 | 0 | 17.2 | 2.6 | 0 | 17.2 | 0 | 0 | 0 | 0 | 0
4 | 7 | 4 | 0 | 0 | 17.8 | 2.6 | 0 | 17.8 | 0 | 0 | 0 | 0 | 0
4 | 7 | 5 | 0 | 0 | 17.2 | 4.1 | 0 | 17.2 | 0 | 0 | 0 | 0 | 0
4 | 7 | 6 | 212 | 23 | 17.2 | 4.6 | 25.937 | 16.397 | 187.57 | 128.48 | 0 | 0 | 0
4 | 7 | 7 | 650 | 50 | 20.6 | 5.2 | 224.925 | 23.724 | 1660.644 | 1570.421 | 4567.4246 | 3838.0604 | 3241.078
4 | 7 | 8 | 822 | 73 | 25 | 5.2 | 498.29 | 33.709 | 4011.833 | 3856.596 | 7058.2484 | 5950.8193 | 4906.5869
4 | 7 | 9 | 907 | 93 | 27.2 | 4.6 | 751.349 | 42.113 | 6027.894 | 5801.905 | 9701.5263 | 8370.7496 | 6574.5073
4 | 7 | 10 | 950 | 106 | 28.9 | 3.6 | 948.011 | 49.781 | 7434.76 | 7151.192 | 11845.9015 | 10312.2804 | 7909.5377
4 | 7 | 11 | 971 | 113 | 30.6 | 4.6 | 1071.068 | 52.563 | 8320.92 | 7997.621 | 12986.8136 | 11313.2098 | 8659.6494
4 | 7 | 12 | 975 | 116 | 31.7 | 4.1 | 1111.282 | 55.489 | 8536.956 | 8203.565 | 13087.1652 | 11391.2273 | 8743.9025
4 | 7 | 13 | 967 | 113 | 32.8 | 1.5 | 1067.094 | 63.18 | 7949.109 | 7642.807 | 12980.3278 | 11298.1001 | 8658.8261
4 | 7 | 14 | 950 | 106 | 34.4 | 1.5 | 947.867 | 61.647 | 7095.555 | 6826.487 | 12704.4287 | 11067.4355 | 8440.8871
4 | 7 | 15 | 912 | 93 | 35.6 | 1.5 | 754.74 | 57.645 | 5704.882 | 5491.161 | 11366.6365 | 9894.664 | 7531.2972
4 | 7 | 16 | 838 | 74 | 35 | 3.6 | 507.242 | 46.537 | 3894.503 | 3742.957 | 8955.5958 | 7725.9024 | 5990.402
4 | 7 | 17 | 670 | 50 | 34.4 | 3.1 | 230.044 | 39.766 | 1601.317 | 1512.491 | 5746.7907 | 4844.6292 | 3933.0156
4 | 7 | 18 | 232 | 24 | 32.8 | 2.6 | 27.332 | 32.848 | 185.106 | 126.062 | 1628.6926 | 1368.391 | 1195.7355
4 | 7 | 19 | 0 | 0 | 31.1 | 3.6 | 0 | 31.1 | 0 | 0 | 0 | 0 | 0
4 | 7 | 20 | 0 | 0 | 28.9 | 1.5 | 0 | 28.9 | 0 | 0 | 0 | 0 | 0
4 | 7 | 21 | 0 | 0 | 25.6 | 4.1 | 0 | 25.6 | 0 | 0 | 0 | 0 | 0
4 | 7 | 22 | 0 | 0 | 25 | 2.1 | 0 | 25 | 0 | 0 | 0 | 0 | 0
4 | 7 | 23 | 0 | 0 | 25 | 2.1 | 0 | 25 | 0 | 0 | 0 | 0 | 0
4 | 8 | 0 | 0 | 0 | 23.3 | 0 | 0 | 23.3 | 0 | 0 | 0 | 0 | 0
4 | 8 | 1 | 0 | 0 | 20.6 | 3.1 | 0 | 20.6 | 0 | 0 | 0 | 0 | 0
4 | 8 | 2 | 0 | 0 | 18.9 | 4.6 | 0 | 18.9 | 0 | 0 | 0 | 0 | 0
4 | 8 | 3 | 0 | 0 | 17.8 | 4.1 | 0 | 17.8 | 0 | 0 | 0 | 0 | 0
4 | 8 | 4 | 0 | 0 | 17.8 | 3.1 | 0 | 17.8 | 0 | 0 | 0 | 0 | 0
4 | 8 | 5 | 0 | 0 | 17.2 | 4.6 | 0 | 17.2 | 0 | 0 | 0 | 0 | 0
4 | 8 | 6 | 161 | 27 | 16.7 | 3.6 | 26.99 | 15.802 | 209.124 | 149.632 | 0 | 0 | 0
4 | 8 | 7 | 583 | 61 | 20 | 5.2 | 217.821 | 22.98 | 1633.178 | 1543.603 | 4098.1791 | 3443.9681 | 3012.1457
4 | 8 | 8 | 765 | 90 | 25 | 5.2 | 487.44 | 33.493 | 3934.745 | 3781.938 | 6576.7984 | 5545.5564 | 4716.2792
4 | 8 | 9 | 862 | 113 | 26.7 | 4.6 | 744.357 | 41.45 | 5988.508 | 5764.034 | 9231.4223 | 7966.8907 | 6418.6639
4 | 8 | 10 | 913 | 130 | 28.3 | 4.1 | 939.937 | 48.165 | 7417.409 | 7134.592 | 11395.063 | 9920.5856 | 7795.8482
4 | 8 | 11 | 939 | 138 | 29.4 | 3.1 | 1064.709 | 54.171 | 8220.018 | 7901.377 | 12564.3055 | 10944.3079 | 8569.9317
4 | 8 | 12 | 951 | 142 | 31.7 | 3.6 | 1112.467 | 56.504 | 8512.08 | 8179.859 | 12757.9231 | 11106.3627 | 8716.8022
4 | 8 | 13 | 940 | 138 | 33.3 | 1.5 | 1065.001 | 63.602 | 7919.983 | 7614.992 | 12612.3696 | 10979.174 | 8601.558
4 | 8 | 14 | 920 | 129 | 33.9 | 4.1 | 943.758 | 54.298 | 7273.375 | 6996.755 | 12305.2867 | 10719.425 | 8351.7732
4 | 8 | 15 | 867 | 114 | 34.4 | 1 | 747.229 | 58.379 | 5633.02 | 5421.98 | 10805.0649 | 9405.7628 | 7330.1329
4 | 8 | 16 | 777 | 91 | 33.9 | 3.6 | 492.638 | 45.107 | 3808.097 | 3659.239 | 8299.5137 | 7159.25 | 5700.8745
4 | 8 | 17 | 593 | 61 | 33.3 | 4.6 | 218.84 | 37.619 | 1552.935 | 1465.239 | 5082.1427 | 4283.9946 | 3588.6133
4 | 8 | 18 | 171 | 28 | 31.7 | 4.1 | 27.764 | 31.627 | 203.912 | 144.518 | 1199.2285 | 1007.3867 | 947.2467
4 | 8 | 19 | 0 | 0 | 30 | 4.1 | 0 | 30 | 0 | 0 | 0 | 0 | 0
4 | 8 | 20 | 0 | 0 | 28.3 | 0 | 0 | 28.3 | 0 | 0 | 0 | 0 | 0
4 | 8 | 21 | 0 | 0 | 25 | 2.1 | 0 | 25 | 0 | 0 | 0 | 0 | 0
4 | 8 | 22 | 0 | 0 | 23.9 | 0 | 0 | 23.9 | 0 | 0 | 0 | 0 | 0
4 | 8 | 23 | 0 | 0 | 23.3 | 0 | 0 | 23.3 | 0 | 0 | 0 | 0 | 0
4 | 9 | 0 | 0 | 0 | 21.7 | 3.6 | 0 | 21.7 | 0 | 0 | 0 | 0 | 0
4 | 9 | 1 | 0 | 0 | 20.6 | 3.1 | 0 | 20.6 | 0 | 0 | 0 | 0 | 0
4 | 9 | 2 | 0 | 0 | 18.3 | 3.6 | 0 | 18.3 | 0 | 0 | 0 | 0 | 0
4 | 9 | 3 | 0 | 0 | 17.8 | 3.6 | 0 | 17.8 | 0 | 0 | 0 | 0 | 0
4 | 9 | 4 | 0 | 0 | 16.7 | 3.6 | 0 | 16.7 | 0 | 0 | 0 | 0 | 0
4 | 9 | 5 | 0 | 0 | 16.1 | 3.1 | 0 | 16.1 | 0 | 0 | 0 | 0 | 0
4 | 9 | 6 | 342 | 19 | 16.1 | 4.1 | 25.511 | 15.206 | 165.651 | 106.968 | 0 | 0 | 0
4 | 9 | 7 | 752 | 37 | 19.4 | 3.6 | 239.98 | 23.411 | 1749.753 | 1657.41 | 5287.9467 | 4444.0603 | 3617.0751
4 | 9 | 8 | 896 | 54 | 23.3 | 4.1 | 515.013 | 33.487 | 4142.64 | 3983.232 | 7711.9738 | 6503.4785 | 5191.1042
4 | 9 | 9 | 967 | 69 | 25.6 | 2.6 | 768.806 | 44.044 | 6121.804 | 5892.182 | 10367.9484 | 8949.6171 | 6823.1157
4 | 9 | 10 | 997 | 79 | 28.9 | 2.1 | 959.774 | 53.665 | 7414.526 | 7131.834 | 12454.4501 | 10843.7021 | 8099.4246
4 | 9 | 11 | 1019 | 85 | 30.6 | 4.1 | 1086.771 | 53.74 | 8404.315 | 8077.14 | 13640.3689 | 11880.6896 | 8871.2382
4 | 9 | 12 | 1025 | 87 | 32.2 | 3.6 | 1128.943 | 57.365 | 8608.843 | 8272.059 | 13742.6833 | 11965.4594 | 8948.4477
4 | 9 | 13 | 965 | 135 | 32.8 | 2.1 | 1084.888 | 61.224 | 8145.433 | 7830.215 | 12942.0002 | 11267.4763 | 8781.8994
4 | 9 | 14 | 930 | 134 | 33.9 | 5.2 | 955.942 | 52.578 | 7416.531 | 7133.752 | 12440.9426 | 10837.3114 | 8467.8934
4 | 9 | 15 | 717 | 215 | 32.8 | 4.6 | 741.357 | 48.33 | 5818.225 | 5600.24 | 8934.8396 | 7777.6783 | 6867.6499
4 | 9 | 16 | 737 | 128 | 32.8 | 5.7 | 508.171 | 42.079 | 3983.044 | 3828.717 | 7868.0502 | 6786.4042 | 5682.3136
4 | 9 | 17 | 536 | 93 | 32.2 | 4.6 | 233.45 | 36.813 | 1700.957 | 1609.778 | 4589.7246 | 3868.6111 | 3490.2864
4 | 9 | 18 | 390 | 17 | 30.6 | 5.2 | 24.891 | 30.435 | 149.655 | 91.269 | 2732.1854 | 2294.6902 | 1856.3054
4 | 9 | 19 | 0 | 0 | 28.9 | 3.6 | 0 | 28.9 | 0 | 0 | 0 | 0 | 0
4 | 9 | 20 | 0 | 0 | 25 | 2.1 | 0 | 25 | 0 | 0 | 0 | 0 | 0
4 | 9 | 21 | 0 | 0 | 25 | 0 | 0 | 25 | 0 | 0 | 0 | 0 | 0
4 | 9 | 22 | 0 | 0 | 21.7 | 3.1 | 0 | 21.7 | 0 | 0 | 0 | 0 | 0
4 | 9 | 23 | 0 | 0 | 21.1 | 4.6 | 0 | 21.1 | 0 | 0 | 0 | 0 | 0
4 | 10 | 0 | 0 | 0 | 21.1 | 3.1 | 0 | 21.1 | 0 | 0 | 0 | 0 | 0
4 | 10 | 1 | 0 | 0 | 20.6 | 5.7 | 0 | 20.6 | 0 | 0 | 0 | 0 | 0
4 | 10 | 2 | 0 | 0 | 18.9 | 5.2 | 0 | 18.9 | 0 | 0 | 0 | 0 | 0
4 | 10 | 3 | 0 | 0 | 17.2 | 5.7 | 0 | 17.2 | 0 | 0 | 0 | 0 | 0
4 | 10 | 4 | 0 | 0 | 15.6 | 5.7 | 0 | 15.6 | 0 | 0 | 0 | 0 | 0
4 | 10 | 5 | 0 | 0 | 13.9 | 3.6 | 0 | 13.9 | 0 | 0 | 0 | 0 | 0
4 | 10 | 6 | 363 | 19 | 15.6 | 6.7 | 25.283 | 14.93 | 163.911 | 105.261 | 0 | 0 | 0
4 | 10 | 7 | 767 | 37 | 18.3 | 3.6 | 244.569 | 22.403 | 1789.923 | 1696.615 | 5395.0275 | 4534.278 | 3685.3103
4 | 10 | 8 | 903 | 55 | 21.7 | 3.6 | 520.051 | 32.456 | 4199.442 | 4038.206 | 7780.8289 | 6562.2712 | 5240.6261
4 | 10 | 9 | 967 | 69 | 23.9 | 2.6 | 768.871 | 42.397 | 6160.195 | 5929.079 | 10379.4439 | 8961.3301 | 6829.7989
4 | 10 | 10 | 1008 | 79 | 25.6 | 2.6 | 969.027 | 49.272 | 7613.887 | 7322.504 | 12602.4618 | 10973.3492 | 8189.5272
4 | 10 | 11 | 1019 | 85 | 27.8 | 5.2 | 1086.016 | 48.681 | 8563.773 | 8229.119 | 13645.679 | 11884.3631 | 8874.8669
4 | 10 | 12 | 1030 | 87 | 30 | 10.3 | 1132.853 | 44.402 | 9080.643 | 8721.15 | 13801.373 | 12018.3295 | 8983.6178
4 | 10 | 13 | 1024 | 85 | 30 | 11.3 | 1088.884 | 43.042 | 8771.042 | 8426.537 | 13726.9763 | 11952.2856 | 8925.3721
4 | 10 | 14 | 1007 | 79 | 30.6 | 10.8 | 964.373 | 42.498 | 7773.055 | 7474.635 | 13472.8817 | 11735.9418 | 8728.6785
4 | 10 | 15 | 967 | 69 | 30 | 7.2 | 763.744 | 42.201 | 6121.416 | 5891.808 | 12048.7471 | 10488.1938 | 7785.6655
4 | 10 | 16 | 890 | 55 | 28.3 | 8.8 | 507.705 | 35.25 | 4052.53 | 3896.001 | 9496.0953 | 8189.7957 | 6196.2758
4 | 10 | 17 | 754 | 37 | 26.7 | 9.3 | 235.687 | 29.503 | 1670.844 | 1580.38 | 6450.7715 | 5436.8343 | 4289.4733
4 | 10 | 18 | 352 | 19 | 24.4 | 7.7 | 23.573 | 24.083 | 154.17 | 95.7 | 2463.2792 | 2068.443 | 1697.6064
4 | 10 | 19 | 0 | 0 | 23.3 | 5.7 | 0 | 23.3 | 0 | 0 | 0 | 0 | 0
4 | 10 | 20 | 0 | 0 | 21.1 | 4.6 | 0 | 21.1 | 0 | 0 | 0 | 0 | 0
4 | 10 | 21 | 0 | 0 | 20.6 | 5.2 | 0 | 20.6 | 0 | 0 | 0 | 0 | 0
4 | 10 | 22 | 0 | 0 | 19.4 | 4.1 | 0 | 19.4 | 0 | 0 | 0 | 0 | 0
4 | 10 | 23 | 0 | 0 | 18.3 | 1.5 | 0 | 18.3 | 0 | 0 | 0 | 0 | 0
4 | 11 | 0 | 0 | 0 | 17.8 | 1.5 | 0 | 17.8 | 0 | 0 | 0 | 0 | 0
4 | 11 | 1 | 0 | 0 | 16.7 | 5.2 | 0 | 16.7 | 0 | 0 | 0 | 0 | 0
4 | 11 | 2 | 0 | 0 | 15 | 4.1 | 0 | 15 | 0 | 0 | 0 | 0 | 0
4 | 11 | 3 | 0 | 0 | 14.4 | 4.1 | 0 | 14.4 | 0 | 0 | 0 | 0 | 0
4 | 11 | 4 | 0 | 0 | 13.9 | 3.6 | 0 | 13.9 | 0 | 0 | 0 | 0 | 0
4 | 11 | 5 | 0 | 0 | 13.3 | 4.6 | 0 | 13.3 | 0 | 0 | 0 | 0 | 0
4 | 11 | 6 | 187 | 29 | 12.8 | 4.6 | 27.905 | 11.959 | 221.166 | 161.448 | 0 | 0 | 0
4 | 11 | 7 | 598 | 63 | 15 | 5.2 | 224.823 | 18.045 | 1717.944 | 1626.361 | 4207.3681 | 3536.2545 | 3094.4373
4 | 11 | 8 | 770 | 92 | 16.7 | 3.6 | 492.729 | 26.828 | 4074.733 | 3917.498 | 6641.7919 | 5602.2193 | 4769.6709
4 | 11 | 9 | 853 | 115 | 19.4 | 3.1 | 739.766 | 36.312 | 6065.522 | 5838.081 | 9165.4544 | 7914.7007 | 6390.5347
4 | 11 | 10 | 900 | 131 | 21.1 | 3.1 | 928.286 | 42.754 | 7476.378 | 7191.005 | 11261.2047 | 9806.1318 | 7721.4729
4 | 11 | 11 | 925 | 140 | 22.2 | 2.6 | 1050.603 | 48.259 | 8297.934 | 7975.7 | 12391.4519 | 10791.1572 | 8479.1567
4 | 11 | 12 | 934 | 143 | 23.9 | 3.6 | 1092.849 | 48.554 | 8623.372 | 8285.899 | 12507.1415 | 10892.8343 | 8569.2745
4 | 11 | 13 | 928 | 140 | 25 | 3.1 | 1051.143 | 49.976 | 8247.756 | 7927.838 | 12434.2436 | 10827.9034 | 8505.3937
4 | 11 | 14 | 907 | 131 | 26.7 | 4.1 | 929.889 | 46.957 | 7371.087 | 7090.271 | 12136.4998 | 10571.6023 | 8262.7843
4 | 11 | 15 | 860 | 115 | 26.7 | 4.6 | 738.605 | 42.1 | 5925.665 | 5703.597 | 10713.9715 | 9326.1837 | 7281.392
4 | 11 | 16 | 772 | 92 | 26.1 | 2.6 | 486.972 | 38.48 | 3854.787 | 3704.48 | 8232.1974 | 7098.9968 | 5666.6253
4 | 11 | 17 | 592 | 62 | 25.6 | 3.6 | 216.373 | 30.184 | 1572.387 | 1484.238 | 5060.2269 | 4264.5201 | 3581.7544
4 | 11 | 18 | 182 | 29 | 25 | 3.1 | 26.619 | 24.727 | 207.203 | 147.746 | 1272.1963 | 1068.0622 | 1000.7457
4 | 11 | 19 | 0 | 0 | 24.4 | 3.1 | 0 | 24.4 | 0 | 0 | 0 | 0 | 0
4 | 11 | 20 | 0 | 0 | 22.8 | 1.5 | 0 | 22.8 | 0 | 0 | 0 | 0 | 0
4 | 11 | 21 | 0 | 0 | 21.1 | 2.6 | 0 | 21.1 | 0 | 0 | 0 | 0 | 0
4 | 11 | 22 | 0 | 0 | 20.6 | 3.1 | 0 | 20.6 | 0 | 0 | 0 | 0 | 0
4 | 11 | 23 | 0 | 0 | 19.4 | 3.6 | 0 | 19.4 | 0 | 0 | 0 | 0 | 0
4 | 12 | 0 | 0 | 0 | 18.9 | 3.1 | 0 | 18.9 | 0 | 0 | 0 | 0 | 0
4 | 12 | 1 | 0 | 0 | 17.8 | 2.6 | 0 | 17.8 | 0 | 0 | 0 | 0 | 0
4 | 12 | 2 | 0 | 0 | 17.2 | 2.6 | 0 | 17.2 | 0 | 0 | 0 | 0 | 0
4 | 12 | 3 | 0 | 0 | 16.1 | 2.6 | 0 | 16.1 | 0 | 0 | 0 | 0 | 0
4 | 12 | 4 | 0 | 0 | 15.6 | 2.1 | 0 | 15.6 | 0 | 0 | 0 | 0 | 0
4 | 12 | 5 | 0 | 0 | 15 | 0 | 0 | 15 | 0 | 0 | 0 | 0 | 0
4 | 12 | 6 | 189 | 30 | 15 | 2.6 | 28.292 | 13.984 | 224.935 | 165.146 | 0 | 0 | 0
4 | 12 | 7 | 598 | 64 | 17.8 | 4.6 | 226.129 | 21.125 | 1711.778 | 1620.342 | 4208.2666 | 3537.1353 | 3101.3784
4 | 12 | 8 | 753 | 98 | 20 | 3.6 | 490.301 | 30.064 | 4011.04 | 3855.829 | 6501.6187 | 5484.5512 | 4721.1074
4 | 12 | 9 | 649 | 221 | 23.3 | 3.6 | 700.56 | 38.501 | 5706.5 | 5492.719 | 6980.4427 | 6028.939 | 5754.8277
4 | 12 | 10 | 842 | 146 | 25 | 2.1 | 900.391 | 48.323 | 7101.336 | 6832.024 | 10543.4798 | 9181.7215 | 7385.3871
4 | 12 | 11 | 866 | 157 | 26.7 | 2.1 | 1020.453 | 53.344 | 7903.678 | 7599.42 | 11605.0961 | 10105.5459 | 8114.3035
4 | 12 | 12 | 938 | 144 | 28.3 | 4.1 | 1096.615 | 51.812 | 8545.532 | 8211.738 | 12552.4491 | 10933.7329 | 8602.9185
4 | 12 | 13 | 930 | 141 | 28.9 | 2.6 | 1052.617 | 55.093 | 8097.151 | 7784.138 | 12455.08 | 10847.2125 | 8524.3296
4 | 12 | 14 | 905 | 132 | 30 | 3.1 | 927.601 | 52.037 | 7211.142 | 6937.177 | 12111.1261 | 10549.2739 | 8254.1255
4 | 12 | 15 | 849 | 121 | 30 | 4.6 | 735.409 | 45.358 | 5828.382 | 5610.013 | 10575.1243 | 9205.1892 | 7237.0329
4 | 12 | 16 | 588 | 178 | 30 | 4.1 | 474.043 | 40.289 | 3755.338 | 3608.11 | 6266.2514 | 5403.0641 | 5031.8837
4 | 12 | 17 | 541 | 86 | 29.4 | 4.1 | 225.246 | 33.971 | 1646.017 | 1556.14 | 4620.0188 | 3893.2252 | 3463.5062
4 | 12 | 18 | 88 | 33 | 28.3 | 3.1 | 28.491 | 28.186 | 233.505 | 173.556 | 614.4184 | 515.722 | 605.9671
4 | 12 | 19 | 0 | 0 | 27.2 | 0 | 0 | 27.2 | 0 | 0 | 0 | 0 | 0
4 | 12 | 20 | 0 | 0 | 26.7 | 2.1 | 0 | 26.7 | 0 | 0 | 0 | 0 | 0
4 | 12 | 21 | 0 | 0 | 22.8 | 2.6 | 0 | 22.8 | 0 | 0 | 0 | 0 | 0
4 | 12 | 22 | 0 | 0 | 23.3 | 1.5 | 0 | 23.3 | 0 | 0 | 0 | 0 | 0
4 | 12 | 23 | 0 | 0 | 20.6 | 2.1 | 0 | 20.6 | 0 | 0 | 0 | 0 | 0
4 | 13 | 0 | 0 | 0 | 18.9 | 2.6 | 0 | 18.9 | 0 | 0 | 0 | 0 | 0
4 | 13 | 1 | 0 | 0 | 18.9 | 1.5 | 0 | 18.9 | 0 | 0 | 0 | 0 | 0
4 | 13 | 2 | 0 | 0 | 17.8 | 2.6 | 0 | 17.8 | 0 | 0 | 0 | 0 | 0
4 | 13 | 3 | 0 | 0 | 17.2 | 3.6 | 0 | 17.2 | 0 | 0 | 0 | 0 | 0
4 | 13 | 4 | 0 | 0 | 16.1 | 3.1 | 0 | 16.1 | 0 | 0 | 0 | 0 | 0
4 | 13 | 5 | 0 | 0 | 16.1 | 3.1 | 0 | 16.1 | 0 | 0 | 0 | 0 | 0
4 | 13 | 6 | 153 | 33 | 15.6 | 3.6 | 29.601 | 14.743 | 243.036 | 182.908 | 0 | 0 | 0
4 | 13 | 7 | 546 | 74 | 18.9 | 4.6 | 222.216 | 22.163 | 1694.582 | 1603.555 | 3842.9869 | 3230.2017 | 2932.5772
4 | 13 | 8 | 730 | 108 | 21.7 | 4.6 | 488.755 | 30.786 | 3991.958 | 3837.35 | 6308.9439 | 5322.5416 | 4665.9717
4 | 13 | 9 | 822 | 135 | 23.9 | 4.6 | 737.531 | 38.494 | 6000.642 | 5775.702 | 8849.5095 | 7644.5136 | 6329.2058
4 | 13 | 10 | 872 | 153 | 25.6 | 4.6 | 933.066 | 44.532 | 7465.333 | 7180.439 | 10926.9757 | 9516.2441 | 7665.3945
4 | 13 | 11 | 907 | 163 | 28.3 | 2.6 | 1065.409 | 54.426 | 8217.129 | 7898.622 | 12158.4953 | 10586.5999 | 8491.5775
4 | 13 | 12 | 914 | 167 | 30 | 1.5 | 1106.554 | 61.388 | 8304.02 | 7981.503 | 12222.9001 | 10647.9669 | 8555.3617
4 | 13 | 13 | 904 | 163 | 31.1 | 4.1 | 1059.024 | 53.932 | 8183.437 | 7866.478 | 12100.9652 | 10539.8788 | 8455.3082
4 | 13 | 14 | 878 | 153 | 31.7 | 3.1 | 931.772 | 53.79 | 7194.682 | 6921.417 | 11751.0064 | 10235.3944 | 8175.3182
4 | 13 | 15 | 828 | 134 | 32.2 | 2.1 | 732.114 | 51.875 | 5660.213 | 5448.161 | 10311.5361 | 8975.6 | 7163.5852
4 | 13 | 16 | 716 | 112 | 32.2 | 4.1 | 476.326 | 42.537 | 3719.411 | 3573.286 | 7625.4368 | 6574.2492 | 5427.4413
4 | 13 | 17 | 543 | 72 | 31.1 | 6.2 | 211.517 | 34.455 | 1527.43 | 1440.327 | 4632.7134 | 3903.6136 | 3379.5215
4 | 13 | 18 | 88 | 29 | 30 | 3.6 | 25.002 | 29.811 | 204.386 | 144.982 | 613.6924 | 515.0007 | 579.748
4 | 13 | 19 | 0 | 0 | 28.9 | 3.1 | 0 | 28.9 | 0 | 0 | 0 | 0 | 0
4 | 13 | 20 | 0 | 0 | 25.6 | 3.1 | 0 | 25.6 | 0 | 0 | 0 | 0 | 0
4 | 13 | 21 | 0 | 0 | 25 | 5.7 | 0 | 25 | 0 | 0 | 0 | 0 | 0
4 | 13 | 22 | 0 | 0 | 24.4 | 5.7 | 0 | 24.4 | 0 | 0 | 0 | 0 | 0
4 | 13 | 23 | 0 | 0 | 23.3 | 4.6 | 0 | 23.3 | 0 | 0 | 0 | 0 | 0
4 | 14 | 0 | 0 | 0 | 22.8 | 2.6 | 0 | 22.8 | 0 | 0 | 0 | 0 | 0
4 | 14 | 1 | 0 | 0 | 21.7 | 4.1 | 0 | 21.7 | 0 | 0 | 0 | 0 | 0
4 | 14 | 2 | 0 | 0 | 18.9 | 4.1 | 0 | 18.9 | 0 | 0 | 0 | 0 | 0
4 | 14 | 3 | 0 | 0 | 18.3 | 3.6 | 0 | 18.3 | 0 | 0 | 0 | 0 | 0
4 | 14 | 4 | 0 | 0 | 17.8 | 4.6 | 0 | 17.8 | 0 | 0 | 0 | 0 | 0
4 | 14 | 5 | 0 | 0 | 16.7 | 5.2 | 0 | 16.7 | 0 | 0 | 0 | 0 | 0
4 | 14 | 6 | 26 | 43 | 17.2 | 4.6 | 36.323 | 16.602 | 318.369 | 256.814 | 0 | 0 | 0
4 | 14 | 7 | 500 | 78 | 18.9 | 4.1 | 213.931 | 22.198 | 1642.664 | 1552.866 | 3519.6683 | 2958.5005 | 2751.8549
4 | 14 | 8 | 457 | 191 | 22.2 | 3.6 | 426.289 | 30.82 | 3512.559 | 3372.704 | 3953.0504 | 3335.3044 | 3735.1239
4 | 14 | 9 | 275 | 339 | 23.3 | 2.6 | 536.733 | 36.08 | 4422.529 | 4254.003 | 2963.2267 | 2560.1393 | 4074.8142
4 | 14 | 10 | 497 | 303 | 24.4 | 0 | 756.327 | 52.929 | 5862.775 | 5643.103 | 6232.0884 | 5427.7874 | 5812.7982
4 | 14 | 11 | 181 | 500 | 25.6 | 1.5 | 680.333 | 45.468 | 5431.354 | 5227.744 | 2427.0823 | 2113.1361 | 4818.4692
4 | 14 | 12 | 169 | 443 | 26.1 | 2.6 | 617.426 | 41.411 | 5004.8 | 4816.447 | 2258.4212 | 1967.6339 | 4334.3638
4 | 14 | 13 | 125 | 497 | 26.1 | 3.6 | 609.327 | 39.565 | 4972.787 | 4785.554 | 1672.421 | 1456.8077 | 4338.6721
4 | 14 | 14 | 369 | 348 | 28.3 | 2.6 | 675.26 | 44.75 | 5400.888 | 5198.387 | 4939.085 | 4301.9793 | 5331.6924
4 | 14 | 15 | 190 | 349 | 28.9 | 2.6 | 474.528 | 40.806 | 3844.603 | 3694.612 | 2365.6566 | 2059.1305 | 3768.8471
4 | 14 | 16 | 446 | 181 | 28.9 | 5.2 | 404.12 | 36.274 | 3257.718 | 3125.386 | 4746.7634 | 4091.9122 | 4119.0129
4 | 14 | 17 | 356 | 95 | 28.3 | 5.2 | 182.312 | 31.344 | 1379.188 | 1295.485 | 3034.3551 | 2556.6043 | 2528.0727
4 | 14 | 18 | 191 | 28 | 24.4 | 4.6 | 23.73 | 23.973 | 204.808 | 145.397 | 1330.3821 | 1116.1838 | 1031.9675
4 | 14 | 19 | 0 | 0 | 22.8 | 7.2 | 0 | 22.8 | 0 | 0 | 0 | 0 | 0
4 | 14 | 20 | 0 | 0 | 22.8 | 4.6 | 0 | 22.8 | 0 | 0 | 0 | 0 | 0
4 | 14 | 21 | 0 | 0 | 22.2 | 3.6 | 0 | 22.2 | 0 | 0 | 0 | 0 | 0
4 | 14 | 22 | 0 | 0 | 20 | 6.2 | 0 | 20 | 0 | 0 | 0 | 0 | 0
4 | 14 | 23 | 0 | 0 | 18.9 | 5.2 | 0 | 18.9 | 0 | 0 | 0 | 0 | 0
4 | 15 | 0 | 0 | 0 | 17.8 | 4.6 | 0 | 17.8 | 0 | 0 | 0 | 0 | 0
4 | 15 | 1 | 0 | 0 | 16.1 | 3.6 | 0 | 16.1 | 0 | 0 | 0 | 0 | 0
4 | 15 | 2 | 0 | 0 | 15.6 | 2.6 | 0 | 15.6 | 0 | 0 | 0 | 0 | 0
4 | 15 | 3 | 0 | 0 | 15 | 3.1 | 0 | 15 | 0 | 0 | 0 | 0 | 0
4 | 15 | 4 | 0 | 0 | 15 | 3.6 | 0 | 15 | 0 | 0 | 0 | 0 | 0
4 | 15 | 5 | 0 | 0 | 14.4 | 4.1 | 0 | 14.4 | 0 | 0 | 0 | 0 | 0
4 | 15 | 6 | 213 | 31 | 14.4 | 4.1 | 28.056 | 13.525 | 227.125 | 167.295 | 0 | 0 | 0
4 | 15 | 7 | 601 | 66 | 17.8 | 3.6 | 229.747 | 21.567 | 1740.819 | 1648.689 | 4230.9969 | 3556.466 | 3128.6506
4 | 15 | 8 | 768 | 95 | 20 | 2.6 | 495.289 | 31.285 | 4033.732 | 3877.801 | 6648.6671 | 5610.1722 | 4793.1342
4 | 15 | 9 | 849 | 118 | 22.2 | 3.6 | 739.157 | 38.261 | 6017.702 | 5792.105 | 9155.8832 | 7911.5643 | 6403.5529
4 | 15 | 10 | 897 | 133 | 23.9 | 5.7 | 925.38 | 40.515 | 7515.059 | 7228.001 | 11255.0008 | 9802.945 | 7731.4389
4 | 15 | 11 | 917 | 142 | 25.6 | 4.6 | 1040.993 | 46.989 | 8261.672 | 7941.113 | 12299.8755 | 10708.0611 | 8437.7988
4 | 15 | 12 | 928 | 145 | 27.2 | 9.3 | 1083.689 | 41.854 | 8769.49 | 8425.06 | 12392.072 | 10797.5191 | 8510.0335
4 | 15 | 13 | 920 | 142 | 28.9 | 7.7 | 1039.463 | 44.84 | 8316.456 | 7993.364 | 12302.791 | 10717.6132 | 8436.9259
4 | 15 | 14 | 902 | 133 | 29.4 | 8.8 | 921.279 | 42.362 | 7429.215 | 7145.888 | 12074.2848 | 10516.6244 | 8238.6303
4 | 15 | 15 | 589 | 225 | 30.6 | 12.4 | 649.014 | 37.796 | 5298.048 | 5099.272 | 7331.7668 | 6381.6364 | 5959.7704
4 | 15 | 16 | 758 | 85 | 30 | 12.4 | 467.52 | 35.006 | 3741.364 | 3594.565 | 8061.8255 | 6948.7658 | 5516.0882
4 | 15 | 17 | 588 | 64 | 28.9 | 8.8 | 213.211 | 31.508 | 1537.111 | 1449.783 | 5006.8773 | 4218.2278 | 3561.8705
4 | 15 | 18 | 191 | 30 | 26.1 | 5.2 | 24.601 | 25.787 | 210.982 | 151.455 | 1328.7416 | 1114.5481 | 1043.9819
4 | 15 | 19 | 0 | 0 | 23.9 | 6.7 | 0 | 23.9 | 0 | 0 | 0 | 0 | 0
4 | 15 | 20 | 0 | 0 | 22.2 | 7.2 | 0 | 22.2 | 0 | 0 | 0 | 0 | 0
4 | 15 | 21 | 0 | 0 | 21.7 | 5.7 | 0 | 21.7 | 0 | 0 | 0 | 0 | 0
4 | 15 | 22 | 0 | 0 | 22.2 | 3.6 | 0 | 22.2 | 0 | 0 | 0 | 0 | 0
4 | 15 | 23 | 0 | 0 | 21.1 | 7.2 | 0 | 21.1 | 0 | 0 | 0 | 0 | 0
4 | 16 | 0 | 0 | 0 | 19.4 | 4.1 | 0 | 19.4 | 0 | 0 | 0 | 0 | 0
4 | 16 | 1 | 0 | 0 | 18.9 | 3.1 | 0 | 18.9 | 0 | 0 | 0 | 0 | 0
4 | 16 | 2 | 0 | 0 | 17.8 | 3.1 | 0 | 17.8 | 0 | 0 | 0 | 0 | 0
4 | 16 | 3 | 0 | 0 | 17.2 | 1.5 | 0 | 17.2 | 0 | 0 | 0 | 0 | 0
4 | 16 | 4 | 0 | 0 | 15 | 3.1 | 0 | 15 | 0 | 0 | 0 | 0 | 0
4 | 16 | 5 | 0 | 0 | 15 | 3.1 | 0 | 15 | 0 | 0 | 0 | 0 | 0
4 | 16 | 6 | 229 | 32 | 16.1 | 2.1 | 28.578 | 15.033 | 231.621 | 171.708 | 1550.6928 | 1293.3025 | 1202.9492
4 | 16 | 7 | 609 | 67 | 20 | 6.2 | 233.127 | 22.963 | 1758.712 | 1666.154 | 4287.4877 | 3603.9745 | 3171.1732
4 | 16 | 8 | 775 | 96 | 21.1 | 5.7 | 499.918 | 29.346 | 4099.927 | 3941.888 | 6714.396 | 5666.1061 | 4840.7924
4 | 16 | 9 | 857 | 119 | 23.3 | 4.6 | 745.594 | 38.071 | 6074.309 | 5846.528 | 9249.3079 | 7993.3738 | 6467.2985
4 | 16 | 10 | 900 | 135 | 25 | 6.2 | 929.299 | 40.89 | 7536.375 | 7248.387 | 11299.3556 | 9842.031 | 7771.8482
4 | 16 | 11 | 923 | 143 | 26.7 | 5.2 | 1046.739 | 46.789 | 8313.534 | 7990.578 | 12383.7145 | 10780.2611 | 8495.7113
4 | 16 | 12 | 935 | 146 | 27.2 | 2.6 | 1090.308 | 54.198 | 8417.941 | 8090.13 | 12475.924 | 10871.4272 | 8567.1017
4 | 16 | 13 | 927 | 143 | 28.3 | 3.1 | 1045.65 | 53.02 | 8108.5 | 7794.969 | 12390.0264 | 10794.4632 | 8496.2317
4 | 16 | 14 | 901 | 134 | 28.9 | 3.6 | 919.809 | 49.768 | 7212.428 | 6938.408 | 12061.7331 | 10505.5464 | 8237.7337
4 | 16 | 15 | 860 | 118 | 29.4 | 3.6 | 733.777 | 46.099 | 5796.566 | 5579.399 | 10702.312 | 9315.1854 | 7294.2205
4 | 16 | 16 | 770 | 95 | 29.4 | 1.5 | 482.142 | 43.862 | 3735.607 | 3588.985 | 8183.6575 | 7052.8669 | 5657.6103
4 | 16 | 17 | 598 | 65 | 29.4 | 3.1 | 215.693 | 34.288 | 1537.457 | 1450.121 | 5086.9464 | 4285.3528 | 3618.79
4 | 16 | 18 | 199 | 31 | 28.3 | 0 | 24.702 | 29.327 | 209.221 | 149.727 | 1382.6564 | 1159.4935 | 1085.1107
4 | 16 | 19 | 0 | 0 | 27.2 | 2.6 | 0 | 27.2 | 0 | 0 | 0 | 0 | 0
4 | 16 | 20 | 0 | 0 | 24.4 | 3.1 | 0 | 24.4 | 0 | 0 | 0 | 0 | 0
4 | 16 | 21 | 0 | 0 | 23.9 | 2.1 | 0 | 23.9 | 0 | 0 | 0 | 0 | 0
4 | 16 | 22 | 0 | 0 | 22.8 | 0 | 0 | 22.8 | 0 | 0 | 0 | 0 | 0
4 | 16 | 23 | 0 | 0 | 22.2 | 2.6 | 0 | 22.2 | 0 | 0 | 0 | 0 | 0
4 | 17 | 0 | 0 | 0 | 20 | 2.6 | 0 | 20 | 0 | 0 | 0 | 0 | 0
4 | 17 | 1 | 0 | 0 | 18.9 | 3.1 | 0 | 18.9 | 0 | 0 | 0 | 0 | 0
4 | 17 | 2 | 0 | 0 | 17.8 | 2.1 | 0 | 17.8 | 0 | 0 | 0 | 0 | 0
4 | 17 | 3 | 0 | 0 | 17.2 | 3.1 | 0 | 17.2 | 0 | 0 | 0 | 0 | 0
4 | 17 | 4 | 0 | 0 | 16.1 | 3.1 | 0 | 16.1 | 0 | 0 | 0 | 0 | 0
4 | 17 | 5 | 0 | 0 | 16.1 | 4.1 | 0 | 16.1 | 0 | 0 | 0 | 0 | 0
4 | 17 | 6 | 176 | 35 | 15.6 | 2.6 | 30.354 | 14.57 | 252.225 | 191.924 | 1189.5286 | 991.6459 | 990.2092
4 | 17 | 7 | 557 | 77 | 20 | 3.6 | 228.904 | 23.779 | 1739.821 | 1647.716 | 3921.3793 | 3296.2288 | 3001.9292
4 | 17 | 8 | 729 | 112 | 22.2 | 3.6 | 492.275 | 32.31 | 4000.736 | 3845.85 | 6320.3216 | 5333.9705 | 4698.9655
4 | 17 | 9 | 819 | 138 | 24.4 | 3.1 | 737.179 | 41.154 | 5939.246 | 5716.659 | 8845.5247 | 7645.3725 | 6345.8146
4 | 17 | 10 | 868 | 156 | 26.7 | 2.6 | 929.822 | 49.363 | 7304.146 | 7026.208 | 10903.6331 | 9497.7459 | 7671.5751
4 | 17 | 11 | 899 | 166 | 29.4 | 5.2 | 1056.386 | 49.68 | 8298.269 | 7976.019 | 12064.7825 | 10501.8855 | 8455.3428
4 | 17 | 12 | 907 | 170 | 30.6 | 3.6 | 1097.043 | 55.109 | 8439.842 | 8111.008 | 12092.6354 | 10538.0703 | 8493.6284
4 | 17 | 13 | 900 | 166 | 32.2 | 4.1 | 1051.894 | 54.843 | 8099.187 | 7786.08 | 12022.8773 | 10475.3376 | 8425.9987
4 | 17 | 14 | 873 | 155 | 32.2 | 2.1 | 922.926 | 56.701 | 7044.804 | 6777.872 | 11687.5819 | 10179.5466 | 8150.3362
4 | 17 | 15 | 822 | 137 | 32.8 | 3.1 | 724.663 | 50.09 | 5639.275 | 5428.002 | 10226.5164 | 8900.8477 | 7131.8287
4 | 17 | 16 | 727 | 110 | 33.3 | 3.6 | 474.319 | 44.069 | 3676.73 | 3531.911 | 7721.0323 | 6653.2849 | 5473.4749
4 | 17 | 17 | 543 | 74 | 32.8 | 4.1 | 209.615 | 37.104 | 1494.517 | 1408.175 | 4614.4088 | 3886.9799 | 3381.563
4 | 17 | 18 | 156 | 34 | 31.7 | 3.6 | 26.396 | 31.592 | 221.765 | 162.036 | 1082.5064 | 907.564 | 912.4382
4 | 17 | 19 | 0 | 0 | 29.4 | 2.6 | 0 | 29.4 | 0 | 0 | 0 | 0 | 0
4 | 17 | 20 | 0 | 0 | 26.7 | 2.6 | 0 | 26.7 | 0 | 0 | 0 | 0 | 0
4 | 17 | 21 | 0 | 0 | 25.6 | 2.6 | 0 | 25.6 | 0 | 0 | 0 | 0 | 0
4 | 17 | 22 | 0 | 0 | 24.4 | 0 | 0 | 24.4 | 0 | 0 | 0 | 0 | 0
4 | 17 | 23 | 0 | 0 | 23.9 | 3.1 | 0 | 23.9 | 0 | 0 | 0 | 0 | 0
4 | 18 | 0 | 0 | 0 | 22.8 | 3.1 | 0 | 22.8 | 0 | 0 | 0 | 0 | 0
4 | 18 | 1 | 0 | 0 | 22.2 | 1.5 | 0 | 22.2 | 0 | 0 | 0 | 0 | 0
4 | 18 | 2 | 0 | 0 | 19.4 | 3.1 | 0 | 19.4 | 0 | 0 | 0 | 0 | 0
4 | 18 | 3 | 0 | 0 | 17.8 | 3.6 | 0 | 17.8 | 0 | 0 | 0 | 0 | 0
4 | 18 | 4 | 0 | 0 | 17.2 | 5.2 | 0 | 17.2 | 0 | 0 | 0 | 0 | 0
4 | 18 | 5 | 1 | 1 | 16.1 | 4.6 | 0.917 | 14.756 | 8.171 | 0 | 0 | 0 | 0
4 | 18 | 6 | 331 | 29 | 17.8 | 5.7 | 28.39 | 17.11 | 214.478 | 154.886 | 2232.8636 | 1860.5845 | 1623.0845
4 | 18 | 7 | 691 | 57 | 20.6 | 5.2 | 247.352 | 24.157 | 1840.128 | 1745.606 | 4864.5233 | 4088.9825 | 3475.1657
4 | 18 | 8 | 831 | 80 | 23.9 | 4.1 | 512.309 | 34.044 | 4125.504 | 3966.646 | 7209.306 | 6084.6559 | 5045.4651
4 | 18 | 9 | 903 | 99 | 26.7 | 4.1 | 753.404 | 42.357 | 6039.472 | 5813.037 | 9759.1973 | 8436.0426 | 6646.5609
4 | 18 | 10 | 931 | 118 | 28.9 | 4.1 | 937.988 | 48.729 | 7385.421 | 7103.986 | 11701.0233 | 10192.7113 | 7902.6828
4 | 18 | 11 | 946 | 128 | 30.6 | 3.1 | 1052 | 55.051 | 8093.601 | 7780.75 | 12698.5617 | 11052.8199 | 8587.4836
4 | 18 | 12 | 447 | 371 | 31.7 | 4.6 | 843.632 | 49.401 | 6635.333 | 6385.312 | 5954.7182 | 5189.4293 | 6101.6866
4 | 18 | 13 | 832 | 155 | 32.8 | 5.2 | 973.828 | 51.446 | 7597.599 | 7306.93 | 11108.609 | 9679.354 | 7795.6886
4 | 18 | 14 | 635 | 280 | 32.8 | 4.1 | 843.353 | 51.048 | 6582.749 | 6334.857 | 8501.6897 | 7404.6528 | 7046.1656
4 | 18 | 15 | 775 | 149 | 34.4 | 6.2 | 704.115 | 46.704 | 5551.447 | 5343.429 | 9638.8599 | 8389.1585 | 6854.6877
4 | 18 | 16 | 530 | 175 | 33.3 | 6.7 | 435.372 | 40.463 | 3444.752 | 3306.92 | 5624.623 | 4846.1333 | 4618.5594
4 | 18 | 17 | 205 | 136 | 32.8 | 7.7 | 174.336 | 35.125 | 1357.784 | 1274.566 | 1740.3036 | 1465.847 | 1985.676
4 | 18 | 18 | 106 | 37 | 31.1 | 8.2 | 29.665 | 30.945 | 249.814 | 189.558 | 734.5948 | 615.7215 | 709.0855
4 | 18 | 19 | 0 | 0 | 29.4 | 9.3 | 0 | 29.4 | 0 | 0 | 0 | 0 | 0
4 | 18 | 20 | 0 | 0 | 28.3 | 4.6 | 0 | 28.3 | 0 | 0 | 0 | 0 | 0
4 | 18 | 21 | 0 | 0 | 26.7 | 5.2 | 0 | 26.7 | 0 | 0 | 0 | 0 | 0
4 | 18 | 22 | 0 | 0 | 26.1 | 3.1 | 0 | 26.1 | 0 | 0 | 0 | 0 | 0
4 | 18 | 23 | 0 | 0 | 25 | 2.1 | 0 | 25 | 0 | 0 | 0 | 0 | 0
4 | 19 | 0 | 0 | 0 | 23.9 | 2.6 | 0 | 23.9 | 0 | 0 | 0 | 0 | 0
4 | 19 | 1 | 0 | 0 | 21.1 | 3.1 | 0 | 21.1 | 0 | 0 | 0 | 0 | 0
4 | 19 | 2 | 0 | 0 | 21.1 | 2.1 | 0 | 21.1 | 0 | 0 | 0 | 0 | 0
4 | 19 | 3 | 0 | 0 | 20 | 2.6 | 0 | 20 | 0 | 0 | 0 | 0 | 0
4 | 19 | 4 | 0 | 0 | 17.8 | 4.1 | 0 | 17.8 | 0 | 0 | 0 | 0 | 0
4 | 19 | 5 | 0 | 0 | 17.2 | 2.6 | 0 | 17.2 | 0 | 0 | 0 | 0 | 0
4 | 19 | 6 | 184 | 38 | 17.2 | 4.1 | 33.196 | 16.436 | 272.573 | 211.887 | 1238.8667 | 1031.8475 | 1041.6177
4 | 19 | 7 | 566 | 79 | 20.6 | 4.1 | 233.573 | 24.34 | 1773.568 | 1680.654 | 3984.1683 | 3348.9284 | 3055.0069
4 | 19 | 8 | 732 | 114 | 23.3 | 1.5 | 495.629 | 36.454 | 3968.638 | 3814.765 | 6354.1664 | 5363.2698 | 4733.1603
4 | 19 | 9 | 826 | 140 | 25 | 2.1 | 743.348 | 43.938 | 5926.996 | 5704.877 | 8932.4045 | 7722.1486 | 6412.0564
4 | 19 | 10 | 871 | 158 | 26.7 | 3.6 | 932.83 | 47.301 | 7385.426 | 7103.991 | 10952.0993 | 9540.6545 | 7714.5393
4 | 19 | 11 | 893 | 167 | 27.8 | 4.1 | 1049.253 | 50.221 | 8225.041 | 7906.17 | 11989.7946 | 10435.242 | 8416.5838
4 | 19 | 12 | 903 | 171 | 28.3 | 6.7 | 1091.137 | 46.475 | 8677.851 | 8337.793 | 12019.0194 | 10474.5938 | 8454.4555
4 | 19 | 13 | 855 | 179 | 28.9 | 6.2 | 1018.481 | 46.768 | 8089.281 | 7776.626 | 11409.5968 | 9942.149 | 8138.8005
4 | 19 | 14 | 241 | 415 | 28.9 | 7.7 | 616.023 | 38.388 | 5045.964 | 4856.166 | 3226.7506 | 2810.3563 | 4737.0804
4 | 19 | 15 | 214 | 375 | 28.9 | 7.2 | 512.177 | 36.771 | 4210.538 | 4048.943 | 2660.7099 | 2315.6809 | 4121.7735
4 | 19 | 16 | 590 | 166 | 29.4 | 6.2 | 455.021 | 36.95 | 3639.65 | 3495.959 | 6256.6112 | 5389.9049 | 4946.9494
4 | 19 | 17 | 297 | 109 | 28.3 | 5.7 | 174.528 | 31.091 | 1338.697 | 1255.91 | 2518.7086 | 2121.3369 | 2296.6896
4 | 19 | 18 | 166 | 34 | 26.7 | 8.8 | 26.378 | 26.421 | 225.722 | 165.918 | 1148.8897 | 962.7239 | 955.224
4 | 19 | 19 | 0 | 0 | 23.9 | 6.2 | 0 | 23.9 | 0 | 0 | 0 | 0 | 0
4 | 19 | 20 | 0 | 0 | 22.8 | 5.2 | 0 | 22.8 | 0 | 0 | 0 | 0 | 0
4 | 19 | 21 | 0 | 0 | 21.7 | 5.2 | 0 | 21.7 | 0 | 0 | 0 | 0 | 0
4 | 19 | 22 | 0 | 0 | 20 | 5.7 | 0 | 20 | 0 | 0 | 0 | 0 | 0
4 | 19 | 23 | 0 | 0 | 18.9 | 3.6 | 0 | 18.9 | 0 | 0 | 0 | 0 | 0
4 | 20 | 0 | 0 | 0 | 17.8 | 3.1 | 0 | 17.8 | 0 | 0 | 0 | 0 | 0
4 | 20 | 1 | 0 | 0 | 16.7 | 3.1 | 0 | 16.7 | 0 | 0 | 0 | 0 | 0
4 | 20 | 2 | 0 | 0 | 16.1 | 4.6 | 0 | 16.1 | 0 | 0 | 0 | 0 | 0
4 | 20 | 3 | 0 | 0 | 16.1 | 5.2 | 0 | 16.1 | 0 | 0 | 0 | 0 | 0
4 | 20 | 4 | 0 | 0 | 15.6 | 5.2 | 0 | 15.6 | 0 | 0 | 0 | 0 | 0
4 | 20 | 5 | 1 | 1 | 14.4 | 3.1 | 0.917 | 12.766 | 8.226 | 0 | 0 | 0 | 0
4 | 20 | 6 | 271 | 35 | 16.1 | 2.6 | 33.178 | 15.157 | 261.732 | 201.252 | 1821.1664 | 1516.1523 | 1397.3875
4 | 20 | 7 | 636 | 70 | 18.9 | 3.1 | 244.185 | 23.215 | 1842.964 | 1748.374 | 4476.2844 | 3762.4939 | 3311.2652
4 | 20 | 8 | 788 | 100 | 21.1 | 2.1 | 510.475 | 33.542 | 4125.236 | 3966.387 | 6843.8898 | 5776.9665 | 4947.8692
4 | 20 | 9 | 865 | 122 | 23.3 | 3.1 | 752.798 | 40.466 | 6078.927 | 5850.967 | 9359.2653 | 8091.9314 | 6553.9326
4 | 20 | 10 | 908 | 137 | 25 | 3.6 | 935.197 | 45.715 | 7448.256 | 7164.103 | 11422.2746 | 9950.542 | 7860.2258
4 | 20 | 11 | 940 | 146 | 26.1 | 5.2 | 1061.544 | 46.471 | 8441.054 | 8112.163 | 12623.4647 | 10986.0887 | 8662.2014
4 | 20 | 12 | 941 | 149 | 27.8 | 5.2 | 1093.484 | 48.956 | 8614.804 | 8277.737 | 12513.7161 | 10905.7449 | 8607.9519
4 | 20 | 13 | 937 | 146 | 28.9 | 7.2 | 1051.808 | 45.728 | 8386.673 | 8060.319 | 12497.1028 | 10890.2724 | 8579.6431
4 | 20 | 14 | 920 | 136 | 29.4 | 5.2 | 931.563 | 47.543 | 7365.882 | 7085.291 | 12318.2467 | 10728.58 | 8407.4073
4 | 20 | 15 | 881 | 120 | 28.9 | 4.1 | 744.075 | 45.117 | 5897.193 | 5676.211 | 10949.9357 | 9529.7306 | 7457.9812
4 | 20 | 16 | 795 | 97 | 29.4 | 4.1 | 490.985 | 40.056 | 3852.689 | 3702.448 | 8423.9845 | 7256.0197 | 5819.2803
4 | 20 | 17 | 623 | 67 | 29.4 | 6.2 | 219.912 | 32.881 | 1566.934 | 1478.912 | 5277.8374 | 4444.8451 | 3752.1796
4 | 20 | 18 | 226 | 32 | 27.8 | 6.7 | 24.89 | 27.543 | 212.151 | 152.602 | 1562.0683 | 1308.602 | 1207.2236
4 | 20 | 19 | 0 | 0 | 25 | 4.6 | 0 | 25 | 0 | 0 | 0 | 0 | 0
4 | 20 | 20 | 0 | 0 | 23.3 | 4.1 | 0 | 23.3 | 0 | 0 | 0 | 0 | 0
4 | 20 | 21 | 0 | 0 | 22.2 | 4.1 | 0 | 22.2 | 0 | 0 | 0 | 0 | 0
4 | 20 | 22 | 0 | 0 | 20.6 | 3.6 | 0 | 20.6 | 0 | 0 | 0 | 0 | 0
4 | 20 | 23 | 0 | 0 | 21.7 | 2.6 | 0 | 21.7 | 0 | 0 | 0 | 0 | 0
4 | 21 | 0 | 0 | 0 | 20 | 2.6 | 0 | 20 | 0 | 0 | 0 | 0 | 0
4 | 21 | 1 | 0 | 0 | 16.7 | 3.1 | 0 | 16.7 | 0 | 0 | 0 | 0 | 0
4 | 21 | 2 | 0 | 0 | 15 | 1.5 | 0 | 15 | 0 | 0 | 0 | 0 | 0
4 | 21 | 3 | 0 | 0 | 14.4 | 3.1 | 0 | 14.4 | 0 | 0 | 0 | 0 | 0
4 | 21 | 4 | 0 | 0 | 13.9 | 3.6 | 0 | 13.9 | 0 | 0 | 0 | 0 | 0
4 | 21 | 5 | 17 | 2 | 13.3 | 4.1 | 1.834 | 11.832 | 16.503 | 0 | 0 | 0 | 0
4 | 21 | 6 | 503 | 23 | 14.4 | 4.1 | 30.032 | 13.522 | 203.282 | 143.899 | 3373.8323 | 2807.4861 | 2320.4175
4 | 21 | 7 | 800 | 42 | 17.8 | 5.2 | 263.973 | 21.636 | 1955.668 | 1858.322 | 5629.5031 | 4731.6743 | 3867.1339
4 | 21 | 8 | 921 | 60 | 20 | 4.1 | 536.822 | 30.703 | 4366.87 | 4200.178 | 8002.7615 | 6755.5346 | 5410.8037
4 | 21 | 9 | 988 | 74 | 23.3 | 4.1 | 787.229 | 39.748 | 6369.448 | 6130.101 | 10695.3564 | 9247.8753 | 7053.8654
4 | 21 | 10 | 1012 | 83 | 25.6 | 3.6 | 970.187 | 47.104 | 7685.444 | 7390.908 | 12735.5397 | 11094.8985 | 8298.1377
4 | 21 | 11 | 1027 | 89 | 27.8 | 3.1 | 1087.04 | 53.175 | 8424.265 | 8096.158 | 13794.4813 | 12004.5319 | 8994.4736
4 | 21 | 12 | 1031 | 91 | 29.4 | 3.1 | 1123.501 | 55.735 | 8621.952 | 8284.547 | 13698.0521 | 11937.6692 | 8940.4575
4 | 21 | 13 | 1034 | 88 | 30 | 2.6 | 1084.745 | 56.92 | 8283.693 | 7962.118 | 13783.3247 | 12011.5475 | 8974.308
4 | 21 | 14 | 1016 | 83 | 31.1 | 4.1 | 958.409 | 51.886 | 7451.835 | 7167.527 | 13603.9018 | 11848.2723 | 8835.9527
4 | 21 | 15 | 962 | 78 | 31.7 | 2.1 | 752.362 | 51.943 | 5805.043 | 5587.556 | 11952.4019 | 10401.8737 | 7786.8772
4 | 21 | 16 | 723 | 134 | 31.1 | 2.6 | 490.389 | 43.564 | 3810.309 | 3661.383 | 7655.0203 | 6592.7302 | 5593.2926
4 | 21 | 17 | 560 | 98 | 30.6 | 3.1 | 232.55 | 35.914 | 1681.006 | 1590.301 | 4739.1386 | 3990.8906 | 3617.8966
4 | 21 | 18 | 90 | 46 | 30 | 2.6 | 36.851 | 30.192 | 311.155 | 249.738 | 621.2254 | 520.2814 | 694.6698
4 | 21 | 19 | 0 | 0 | 28.3 | 1.5 | 0 | 28.3 | 0 | 0 | 0 | 0 | 0
4 | 21 | 20 | 0 | 0 | 25.6 | 1.5 | 0 | 25.6 | 0 | 0 | 0 | 0 | 0
4 | 21 | 21 | 0 | 0 | 23.9 | 2.1 | 0 | 23.9 | 0 | 0 | 0 | 0 | 0
4 | 21 | 22 | 0 | 0 | 21.1 | 1 | 0 | 21.1 | 0 | 0 | 0 | 0 | 0
4 | 21 | 23 | 0 | 0 | 20.6 | 3.1 | 0 | 20.6 | 0 | 0 | 0 | 0 | 0
4 | 22 | 0 | 0 | 0 | 18.3 | 2.6 | 0 | 18.3 | 0 | 0 | 0 | 0 | 0
4 | 22 | 1 | 0 | 0 | 18.3 | 2.6 | 0 | 18.3 | 0 | 0 | 0 | 0 | 0
4 | 22 | 2 | 0 | 0 | 17.2 | 0 | 0 | 17.2 | 0 | 0 | 0 | 0 | 0
4 | 22 | 3 | 0 | 0 | 17.2 | 2.1 | 0 | 17.2 | 0 | 0 | 0 | 0 | 0
4 | 22 | 4 | 0 | 0 | 16.7 | 2.1 | 0 | 16.7 | 0 | 0 | 0 | 0 | 0
4 | 22 | 5 | 0 | 2 | 16.7 | 3.1 | 1.834 | 15.167 | 16.319 | 0 | 0 | 0 | 0
4 | 22 | 6 | 116 | 48 | 17.2 | 2.6 | 41.135 | 16.489 | 348.727 | 286.591 | 776.5881 | 645.9288 | 808.6349
4 | 22 | 7 | 229 | 145 | 19.4 | 2.6 | 196.655 | 22.789 | 1607.157 | 1518.194 | 1611.0731 | 1354.0769 | 1965.5927
4 | 22 | 8 | 348 | 227 | 21.1 | 3.6 | 397.158 | 29.032 | 3307.46 | 3173.677 | 3025.0816 | 2553.7426 | 3390.3507
4 | 22 | 9 | 473 | 281 | 26.7 | 2.6 | 624.761 | 41.46 | 5038.97 | 4849.418 | 5122.5655 | 4429.6167 | 5013.1662
4 | 22 | 10 | 612 | 315 | 28.9 | 3.6 | 861.345 | 47.713 | 6811 | 6553.792 | 7704.4391 | 6712.0843 | 6788.583
4 | 22 | 11 | 453 | 369 | 31.1 | 3.1 | 826.523 | 50.509 | 6472.39 | 6228.938 | 6085.7112 | 5295.7582 | 6171.2286
4 | 22 | 12 | 487 | 379 | 32.8 | 5.2 | 886.238 | 49.797 | 6959.769 | 6696.396 | 6464.2953 | 5633.3205 | 6464.2609
4 | 22 | 13 | 448 | 436 | 33.9 | 4.1 | 873.638 | 52.583 | 6786.627 | 6530.424 | 5968.6167 | 5201.5216 | 6544.4648
4 | 22 | 14 | 562 | 290 | 34.4 | 4.6 | 783.623 | 50.606 | 6126.791 | 5896.975 | 7525.0769 | 6553.925 | 6518.5282
4 | 22 | 15 | 178 | 397 | 33.9 | 3.1 | 505.737 | 46.064 | 4018.146 | 3862.709 | 2210.7394 | 1923.8925 | 3995.0906
4 | 22 | 16 | 7 | 236 | 33.3 | 2.6 | 216.335 | 38.667 | 1770.166 | 1677.333 | 74.0557 | 63.7698 | 1615.3165
4 | 22 | 17 | 31 | 102 | 33.3 | 1.5 | 98.863 | 35.477 | 805.567 | 734.316 | 262.0681 | 220.6761 | 834.5181
4 | 22 | 18 | 9 | 32 | 32.2 | 0 | 27.72 | 32.144 | 232.432 | 172.503 | 62.0382 | 51.943 | 246.013
4 | 22 | 19 | 0 | 0 | 30.6 | 3.1 | 0 | 30.6 | 0 | 0 | 0 | 0 | 0
4 | 22 | 20 | 0 | 0 | 30 | 3.6 | 0 | 30 | 0 | 0 | 0 | 0 | 0
4 | 22 | 21 | 0 | 0 | 28.9 | 1.5 | 0 | 28.9 | 0 | 0 | 0 | 0 | 0
4 | 22 | 22 | 0 | 0 | 26.1 | 3.1 | 0 | 26.1 | 0 | 0 | 0 | 0 | 0
4 | 22 | 23 | 0 | 0 | 25 | 2.1 | 0 | 25 | 0 | 0 | 0 | 0 | 0
4 | 23 | 0 | 0 | 0 | 24.4 | 2.6 | 0 | 24.4 | 0 | 0 | 0 | 0 | 0
4 | 23 | 1 | 0 | 0 | 23.3 | 0 | 0 | 23.3 | 0 | 0 | 0 | 0 | 0
4 | 23 | 2 | 0 | 0 | 23.3 | 1.5 | 0 | 23.3 | 0 | 0 | 0 | 0 | 0
4 | 23 | 3 | 0 | 0 | 22.8 | 5.2 | 0 | 22.8 | 0 | 0 | 0 | 0 | 0
4 | 23 | 4 | 0 | 0 | 22.2 | 6.2 | 0 | 22.2 | 0 | 0 | 0 | 0 | 0
4 | 23 | 5 | 0 | 0 | 21.7 | 3.6 | 0 | 21.7 | 0 | 0 | 0 | 0 | 0
4 | 23 | 6 | 125 | 45 | 22.8 | 0 | 39.182 | 21.064 | 324.435 | 262.764 | 835.2617 | 694.409 | 827.2433
4 | 23 | 7 | 155 | 134 | 24.4 | 2.1 | 164.412 | 27.238 | 1338.186 | 1255.41 | 1090.1626 | 916.219 | 1561.8122
4 | 23 | 8 | 216 | 203 | 28.9 | 4.1 | 306.758 | 34.583 | 2513.195 | 2401.575 | 1878.2932 | 1585.699 | 2513.6192
4 | 23 | 9 | 376 | 343 | 31.7 | 6.7 | 607.251 | 41.203 | 4906.689 | 4721.758 | 4073.5941 | 3522.7679 | 4782.4075
4 | 23 | 10 | 795 | 181 | 33.3 | 3.6 | 885.832 | 52.514 | 6874.621 | 6614.787 | 10011.3412 | 8722.0321 | 7296.3371
4 | 23 | 11 | 513 | 452 | 34.4 | 8.8 | 961.693 | 47.894 | 7606.567 | 7315.505 | 6892.9145 | 5997.8872 | 7217.3279
4 | 23 | 12 | 541 | 375 | 35 | 6.2 | 934.557 | 51.365 | 7295.065 | 7017.517 | 7174.1645 | 6251.5749 | 6869.1733
4 | 23 | 13 | 83 | 463 | 34.4 | 7.7 | 527.398 | 42.574 | 4256.375 | 4093.295 | 1105.1849 | 963.1626 | 3765.8627
4 | 23 | 14 | 34 | 471 | 35.6 | 7.2 | 467.402 | 42.811 | 3768.546 | 3620.91 | 455.2549 | 396.5016 | 3424.103
4 | 23 | 15 | 1 | 354 | 35 | 4.1 | 325.39 | 41.748 | 2634.252 | 2519.394 | 12.415 | 10.8038 | 2371.5468
4 | 23 | 16 | 1 | 255 | 35 | 8.8 | 230.644 | 37.861 | 1894.063 | 1798.229 | 10.5708 | 9.1013 | 1702.6528
4 | 23 | 17 | 1 | 98 | 33.9 | 8.2 | 87.141 | 34.695 | 723.548 | 653.986 | 8.4449 | 7.1106 | 649.0171
4 | 23 | 18 | 22 | 36 | 31.7 | 5.7 | 30.736 | 31.46 | 258.357 | 197.94 | 151.4413 | 126.7621 | 329.0973
4 | 23 | 19 | 0 | 0 | 31.7 | 5.7 | 0 | 31.7 | 0 | 0 | 0 | 0 | 0
4 | 23 | 20 | 0 | 0 | 31.1 | 7.2 | 0 | 31.1 | 0 | 0 | 0 | 0 | 0
4 | 23 | 21 | 0 | 0 | 30.6 | 3.6 | 0 | 30.6 | 0 | 0 | 0 | 0 | 0
4 | 23 | 22 | 0 | 0 | 29.4 | 6.2 | 0 | 29.4 | 0 | 0 | 0 | 0 | 0
4 | 23 | 23 | 0 | 0 | 28.3 | 5.7 | 0 | 28.3 | 0 | 0 | 0 | 0 | 0
4 | 24 | 0 | 0 | 0 | 28.3 | 5.2 | 0 | 28.3 | 0 | 0 | 0 | 0 | 0
4 | 24 | 1 | 0 | 0 | 26.1 | 3.1 | 0 | 26.1 | 0 | 0 | 0 | 0 | 0
4 | 24 | 2 | 0 | 0 | 24.4 | 4.6 | 0 | 24.4 | 0 | 0 | 0 | 0 | 0
4 | 24 | 3 | 0 | 0 | 23.3 | 3.1 | 0 | 23.3 | 0 | 0 | 0 | 0 | 0
4 | 24 | 4 | 0 | 0 | 23.3 | 0 | 0 | 23.3 | 0 | 0 | 0 | 0 | 0
4 | 24 | 5 | 0 | 0 | 22.8 | 2.6 | 0 | 22.8 | 0 | 0 | 0 | 0 | 0
4 | 24 | 6 | 206 | 55 | 23.9 | 3.6 | 48.516 | 23.598 | 390.236 | 327.301 | 1373.9239 | 1141.7041 | 1238.7193
4 | 24 | 7 | 116 | 128 | 26.1 | 5.2 | 148.339 | 27.898 | 1214.526 | 1134.513 | 815.6006 | 685.4284 | 1347.672
4 | 24 | 8 | 686 | 127 | 28.3 | 6.2 | 483.923 | 35.877 | 3888.136 | 3736.79 | 5967.0511 | 5037.6912 | 4575.8188
4 | 24 | 9 | 828 | 132 | 29.4 | 7.7 | 734.308 | 40.182 | 5936.274 | 5713.802 | 8973.4475 | 7760.4884 | 6383.3053
4 | 24 | 10 | 887 | 130 | 30.6 | 8.2 | 906.678 | 43.712 | 7275.233 | 6998.533 | 11172.9326 | 9734.2017 | 7662.0502
4 | 24 | 11 | 354 | 437 | 31.1 | 7.2 | 786.427 | 43.616 | 6321.683 | 6084.227 | 4757.2453 | 4139.3408 | 5816.6322
4 | 24 | 12 | 42 | 463 | 30.6 | 7.7 | 490.777 | 38.006 | 4028.515 | 3872.749 | 556.4117 | 484.8229 | 3431.8775
4 | 24 | 13 | 623 | 292 | 31.7 | 9.3 | 906.995 | 43.645 | 7289.112 | 7011.818 | 8290.9719 | 7225.6077 | 6994.8388
4 | 24 | 14 | 319 | 380 | 31.7 | 6.2 | 652.944 | 43.163 | 5253.283 | 5056.118 | 4271.3377 | 3720.1009 | 5139.1377
4 | 24 | 15 | 253 | 304 | 32.2 | 6.7 | 473.773 | 39.913 | 3846.156 | 3696.117 | 3139.7393 | 2732.1802 | 3938.742
4 | 24 | 16 | 383 | 174 | 32.2 | 5.7 | 357.16 | 38.395 | 2854.446 | 2733.568 | 4045.3164 | 3482.4247 | 3642.4252
4 | 24 | 17 | 608 | 63 | 31.7 | 4.6 | 208.838 | 35.537 | 1464.306 | 1378.66 | 5129.0217 | 4318.3762 | 3632.9886
4 | 24 | 18 | 152 | 34 | 30.6 | 3.6 | 26.24 | 30.452 | 221.354 | 161.633 | 1044.8806 | 874.3526 | 889.2312
4 | 24 | 19 | 0 | 0 | 29.4 | 3.1 | 0 | 29.4 | 0 | 0 | 0 | 0 | 0
4 | 24 | 20 | 0 | 0 | 27.8 | 5.2 | 0 | 27.8 | 0 | 0 | 0 | 0 | 0
4 | 24 | 21 | 0 | 0 | 26.1 | 3.6 | 0 | 26.1 | 0 | 0 | 0 | 0 | 0
4 | 24 | 22 | 0 | 0 | 24.4 | 4.1 | 0 | 24.4 | 0 | 0 | 0 | 0 | 0
4 | 24 | 23 | 0 | 0 | 24.4 | 3.6 | 0 | 24.4 | 0 | 0 | 0 | 0 | 0
4 | 25 | 0 | 0 | 0 | 23.9 | 2.6 | 0 | 23.9 | 0 | 0 | 0 | 0 | 0
4 | 25 | 1 | 0 | 0 | 24.4 | 4.6 | 0 | 24.4 | 0 | 0 | 0 | 0 | 0
4 | 25 | 2 | 0 | 0 | 25 | 5.7 | 0 | 25 | 0 | 0 | 0 | 0 | 0
4 | 25 | 3 | 0 | 0 | 24.4 | 4.1 | 0 | 24.4 | 0 | 0 | 0 | 0 | 0
4 | 25 | 4 | 0 | 0 | 23.9 | 4.1 | 0 | 23.9 | 0 | 0 | 0 | 0 | 0
4 | 25 | 5 | 1 | 2 | 20.6 | 2.1 | 1.834 | 18.847 | 16.115 | 0 | 0 | 0 | 0
4 | 25 | 6 | 194 | 46 | 22.8 | 2.1 | 40.557 | 22.167 | 323.85 | 262.19 | 1291.4681 | 1072.6847 | 1127.9351
4 | 25 | 7 | 522 | 92 | 25 | 1.5 | 234.139 | 30.126 | 1762.27 | 1669.627 | 3668.8517 | 3083.1011 | 2938.1051
4 | 25 | 8 | 685 | 132 | 28.9 | 4.6 | 487.963 | 38.097 | 3890.026 | 3738.62 | 5959.7291 | 5031.643 | 4604.1167
4 | 25 | 9 | 765 | 169 | 29.4 | 4.1 | 727.179 | 44.447 | 5788.678 | 5571.809 | 8292.8765 | 7172.2301 | 6212.0842
4 | 25 | 10 | 802 | 190 | 30.6 | 3.6 | 898.562 | 50.362 | 7031.414 | 6765.044 | 10104.6057 | 8803.5746 | 7413.2259
4 | 25 | 11 | 817 | 202 | 31.7 | 3.1 | 1002.848 | 54.98 | 7717.418 | 7421.468 | 10980.8412 | 9554.1738 | 8036.205
4 | 25 | 12 | 654 | 343 | 32.2 | 1 | 1010.014 | 63.406 | 7517.914 | 7230.731 | 8655.4582 | 7541.2135 | 7556.1163
4 | 25 | 13 | 727 | 273 | 33.9 | 5.2 | 986.38 | 53.031 | 7648.257 | 7355.362 | 9669.6813 | 8427.1702 | 7706.4126
4 | 25 | 14 | 732 | 238 | 33.9 | 3.6 | 875.926 | 53.626 | 6766.836 | 6511.446 | 9801.1787 | 8536.3139 | 7556.6616
4 | 25 | 15 | 714 | 206 | 34.4 | 3.1 | 706.754 | 51.177 | 5478.542 | 5273.205 | 8857.0742 | 7707.1141 | 6759.8441
4 | 25 | 16 | 638 | 151 | 34.4 | 4.1 | 460.493 | 44.376 | 3571.844 | 3430.207 | 6733.1174 | 5795.3728 | 5140.7509
4 | 25 | 17 | 479 | 92 | 33.3 | 3.6 | 201.722 | 37.636 | 1450.111 | 1364.791 | 4036.5035 | 3398.3289 | 3137.8158
4 | 25 | 18 | 119 | 39 | 32.8 | 3.6 | 31.275 | 32.819 | 261.601 | 201.123 | 816.8995 | 683.3788 | 775.3148
4 | 25 | 19 | 0 | 0 | 31.7 | 2.6 | 0 | 31.7 | 0 | 0 | 0 | 0 | 0
4 | 25 | 20 | 0 | 0 | 29.4 | 1.5 | 0 | 29.4 | 0 | 0 | 0 | 0 | 0
4 | 25 | 21 | 0 | 0 | 28.3 | 2.1 | 0 | 28.3 | 0 | 0 | 0 | 0 | 0
4 | 25 | 22 | 0 | 0 | 27.8 | 2.6 | 0 | 27.8 | 0 | 0 | 0 | 0 | 0
4 | 25 | 23 | 0 | 0 | 25 | 3.6 | 0 | 25 | 0 | 0 | 0 | 0 | 0
4 | 26 | 0 | 0 | 0 | 25 | 2.1 | 0 | 25 | 0 | 0 | 0 | 0 | 0
4 | 26 | 1 | 0 | 0 | 24.4 | 2.1 | 0 | 24.4 | 0 | 0 | 0 | 0 | 0
4 | 26 | 2 | 0 | 0 | 22.8 | 3.6 | 0 | 22.8 | 0 | 0 | 0 | 0 | 0
4 | 26 | 3 | 0 | 0 | 21.7 | 3.6 | 0 | 21.7 | 0 | 0 | 0 | 0 | 0
4 | 26 | 4 | 0 | 0 | 21.7 | 3.6 | 0 | 21.7 | 0 | 0 | 0 | 0 | 0
4 | 26 | 5 | 8 | 3 | 21.1 | 4.1 | 2.752 | 19.748 | 24.098 | 0 | 0 | 0 | 0
4 | 26 | 6 | 330 | 41 | 22.8 | 3.6 | 40.507 | 22.294 | 301.939 | 240.696 | 2192.7364 | 1820.4219 | 1677.1618
4 | 26 | 7 | 491 | 122 | 25 | 5.2 | 250.268 | 28.709 | 1921.084 | 1824.588 | 3449.5422 | 2898.6024 | 2991.8512
4 | 26 | 8 | 694 | 131 | 27.8 | 4.1 | 491.286 | 37.518 | 3924.079 | 3771.607 | 6039.0711 | 5098.7304 | 4647.2349
4 | 26 | 9 | 817 | 127 | 29.4 | 4.1 | 720.268 | 44.311 | 5733.389 | 5518.6 | 8858.4235 | 7661.6206 | 6279.3097
4 | 26 | 10 | 679 | 307 | 31.7 | 4.1 | 907.256 | 50.797 | 7089.152 | 6820.354 | 8556.5636 | 7454.9445 | 7253.4081
4 | 26 | 11 | 888 | 156 | 32.8 | 2.6 | 1013.518 | 57.53 | 7721.538 | 7425.406 | 11936.6502 | 10385.4064 | 8310.8515
4 | 26 | 12 | 860 | 179 | 34.4 | 4.6 | 1045.79 | 55.898 | 8020.291 | 7710.771 | 11370.2453 | 9905.6326 | 8111.4797
4 | 26 | 13 | 799 | 227 | 35.6 | 3.1 | 1008.273 | 59.18 | 7631.184 | 7339.041 | 10621.4823 | 9256.6094 | 7977.8584
4 | 26 | 14 | 655 | 303 | 36.1 | 5.2 | 869.264 | 53.086 | 6730.418 | 6476.52 | 8769.9913 | 7638.2378 | 7363.206
4 | 26 | 15 | 733 | 192 | 36.7 | 5.7 | 705.144 | 49.733 | 5494.824 | 5288.891 | 9088.8685 | 7908.5495 | 6807.225
4 | 26 | 16 | 481 | 217 | 36.1 | 3.6 | 441.696 | 46.151 | 3427.132 | 3289.823 | 5072.0105 | 4364.9686 | 4559.3472
4 | 26 | 17 | 371 | 127 | 35 | 4.1 | 206.235 | 39.218 | 1524.889 | 1437.844 | 3123.0819 | 2629.1711 | 2794.3655
4 | 26 | 18 | 90 | 54 | 33.9 | 4.1 | 42.507 | 34.186 | 353.808 | 291.575 | 616.9653 | 515.9703 | 743.73
4 | 26 | 19 | 0 | 1 | 33.3 | 2.6 | 0.917 | 32.216 | 7.689 | 0 | 0 | 0 | 6.4288
4 | 26 | 20 | 0 | 0 | 30 | 3.1 | 0 | 30 | 0 | 0 | 0 | 0 | 0
4 | 26 | 21 | 0 | 0 | 28.3 | 2.1 | 0 | 28.3 | 0 | 0 | 0 | 0 | 0
4 | 26 | 22 | 0 | 0 | 27.8 | 3.6 | 0 | 27.8 | 0 | 0 | 0 | 0 | 0
4 | 26 | 23 | 0 | 0 | 27.8 | 2.6 | 0 | 27.8 | 0 | 0 | 0 | 0 | 0
4 | 27 | 0 | 0 | 0 | 27.8 | 3.1 | 0 | 27.8 | 0 | 0 | 0 | 0 | 0
4 | 27 | 1 | 0 | 0 | 25.6 | 1.5 | 0 | 25.6 | 0 | 0 | 0 | 0 | 0
4 | 27 | 2 | 0 | 0 | 25 | 0 | 0 | 25 | 0 | 0 | 0 | 0 | 0
4 | 27 | 3 | 0 | 0 | 23.9 | 3.6 | 0 | 23.9 | 0 | 0 | 0 | 0 | 0
4 | 27 | 4 | 0 | 0 | 22.2 | 3.6 | 0 | 22.2 | 0 | 0 | 0 | 0 | 0
4 | 27 | 5 | 6 | 5 | 21.7 | 3.1 | 4.586 | 20.267 | 40.092 | 0 | 0 | 0 | 0
4 | 27 | 6 | 79 | 68 | 22.2 | 3.6 | 56.157 | 22.04 | 475.719 | 411.121 | 523.9558 | 434.7878 | 774.3937
4 | 27 | 7 | 340 | 124 | 24.4 | 5.2 | 210.325 | 27.359 | 1652.52 | 1562.489 | 2387.5887 | 2006.1008 | 2326.3326
4 | 27 | 8 | 640 | 132 | 27.8 | 5.2 | 464.314 | 35.89 | 3733.363 | 3586.809 | 5569.8042 | 4702.5944 | 4359.7089
4 | 27 | 9 | 421 | 289 | 30 | 4.6 | 591.991 | 41.703 | 4771.443 | 4591.175 | 4565.4451 | 3948.7395 | 4724.5131
4 | 27 | 10 | 571 | 326 | 31.1 | 4.1 | 831.464 | 48.445 | 6556.322 | 6309.498 | 7196.7039 | 6270.2218 | 6553.4515
4 | 27 | 11 | 627 | 318 | 32.8 | 1.5 | 937.439 | 59.17 | 7096.108 | 6827.017 | 8429.2277 | 7333.5442 | 7257.4651
4 | 27 | 12 | 401 | 428 | 33.9 | 5.2 | 832.957 | 50.084 | 6534.083 | 6288.154 | 5296.267 | 4613.6188 | 6080.811
4 | 27 | 13 | 316 | 417 | 34.4 | 7.7 | 722.971 | 45.43 | 5771.821 | 5555.587 | 4198.428 | 3658.8737 | 5340.011
4 | 27 | 14 | 371 | 396 | 35.6 | 6.2 | 709.215 | 47.867 | 5605.014 | 5395.014 | 4967.2861 | 4326.2916 | 5669.6768
4 | 27 | 15 | 188 | 406 | 36.1 | 6.7 | 516.734 | 44.661 | 4126.374 | 3967.488 | 2330.0901 | 2027.4262 | 4127.636
4 | 27 | 16 | 334 | 180 | 35 | 7.7 | 331.783 | 39.837 | 2640.642 | 2525.611 | 3519.0024 | 3028.0032 | 3359.2068
4 | 27 | 17 | 11 | 125 | 32.8 | 10.3 | 112.731 | 33.838 | 934.637 | 860.682 | 92.5003 | 77.8674 | 878.8527
4 | 27 | 18 | 14 | 27 | 31.1 | 7.7 | 24.091 | 30.801 | 202.974 | 143.596 | 95.8389 | 80.1263 | 235.4047
4 | 27 | 19 | 0 | 0 | 29.4 | 6.7 | 0 | 29.4 | 0 | 0 | 0 | 0 | 0
4 | 27 | 20 | 0 | 0 | 28.9 | 5.2 | 0 | 28.9 | 0 | 0 | 0 | 0 | 0
4 | 27 | 21 | 0 | 0 | 27.2 | 4.1 | 0 | 27.2 | 0 | 0 | 0 | 0 | 0
4 | 27 | 22 | 0 | 0 | 26.1 | 2.6 | 0 | 26.1 | 0 | 0 | 0 | 0 | 0
4 | 27 | 23 | 0 | 0 | 25.6 | 2.1 | 0 | 25.6 | 0 | 0 | 0 | 0 | 0
4 | 28 | 0 | 0 | 0 | 23.9 | 3.6 | 0 | 23.9 | 0 | 0 | 0 | 0 | 0
4 | 28 | 1 | 0 | 0 | 23.3 | 4.6 | 0 | 23.3 | 0 | 0 | 0 | 0 | 0
4 | 28 | 2 | 0 | 0 | 22.2 | 2.6 | 0 | 22.2 | 0 | 0 | 0 | 0 | 0
4 | 28 | 3 | 0 | 0 | 20 | 2.1 | 0 | 20 | 0 | 0 | 0 | 0 | 0
4 | 28 | 4 | 0 | 0 | 20 | 0 | 0 | 20 | 0 | 0 | 0 | 0 | 0
4 | 28 | 5 | 7 | 5 | 18.9 | 0 | 4.586 | 15.474 | 40.754 | 0 | 0 | 0 | 0
4 | 28 | 6 | 327 | 42 | 20.6 | 0 | 41.522 | 18.83 | 312.315 | 250.875 | 2164.7886 | 1795.541 | 1666.1407
4 | 28 | 7 | 648 | 75 | 24.4 | 2.6 | 252.839 | 29.264 | 1874.571 | 1779.212 | 4548.1694 | 3821.1349 | 3390.7424
4 | 28 | 8 | 790 | 104 | 25.6 | 3.1 | 513.81 | 36.75 | 4104.612 | 3946.424 | 6875.6075 | 5805.1232 | 4993.7139
4 | 28 | 9 | 859 | 126 | 27.8 | 4.6 | 747.801 | 42.674 | 5988.251 | 5763.787 | 9316.1633 | 8057.858 | 6553.346
4 | 28 | 10 | 896 | 141 | 28.9 | 3.6 | 921.13 | 49.211 | 7238.565 | 6963.431 | 11294.238 | 9840.3235 | 7809.3815
4 | 28 | 11 | 920 | 150 | 29.4 | 4.1 | 1035.802 | 51.486 | 8079.494 | 7767.284 | 12369.5454 | 10761.3443 | 8534.2904
4 | 28 | 12 | 930 | 152 | 31.7 | 5.2 | 1073.117 | 52.456 | 8340.854 | 8016.631 | 12270.4058 | 10687.8326 | 8478.4804
4 | 28 | 13 | 925 | 149 | 32.2 | 5.7 | 1030.084 | 51.194 | 8043.221 | 7732.661 | 12282.9809 | 10704.2267 | 8466.9992
4 | 28 | 14 | 898 | 140 | 32.8 | 4.6 | 903.783 | 51.617 | 7033.662 | 6767.198 | 12022.8073 | 10471.4239 | 8254.2193
4 | 28 | 15 | 853 | 124 | 33.9 | 6.7 | 716.594 | 45.895 | 5658.527 | 5446.538 | 10567.4124 | 9194.459 | 7251.8543
4 | 28 | 16 | 771 | 100 | 32.8 | 6.7 | 472.466 | 40.575 | 3692.384 | 3547.086 | 8116.4229 | 6982.9246 | 5652.0171
4 | 28 | 17 | 616 | 70 | 31.7 | 6.7 | 214.136 | 34.935 | 1505.87 | 1419.266 | 5174.5777 | 4355.7717 | 3708.0185
4 | 28 | 18 | 255 | 35 | 30.6 | 6.7 | 27.091 | 30.434 | 228.555 | 168.699 | 1743.2067 | 1456.9709 | 1344.4977
4 | 28 | 19 | 1 | 1 | 28.9 | 5.2 | 0.917 | 27.913 | 7.807 | 0 | 6.7092 | 5.5833 | 10.7468
4 | 28 | 20 | 0 | 0 | 27.8 | 4.1 | 0 | 27.8 | 0 | 0 | 0 | 0 | 0
4 | 28 | 21 | 0 | 0 | 26.1 | 3.6 | 0 | 26.1 | 0 | 0 | 0 | 0 | 0
4 | 28 | 22 | 0 | 0 | 24.4 | 3.1 | 0 | 24.4 | 0 | 0 | 0 | 0 | 0
4 | 28 | 23 | 0 | 0 | 24.4 | 2.6 | 0 | 24.4 | 0 | 0 | 0 | 0 | 0
4 | 29 | 0 | 0 | 0 | 23.9 | 2.1 | 0 | 23.9 | 0 | 0 | 0 | 0 | 0
4 | 29 | 1 | 0 | 0 | 22.2 | 3.1 | 0 | 22.2 | 0 | 0 | 0 | 0 | 0
4 | 29 | 2 | 0 | 0 | 20.6 | 3.6 | 0 | 20.6 | 0 | 0 | 0 | 0 | 0
4 | 29 | 3 | 0 | 0 | 19.4 | 4.1 | 0 | 19.4 | 0 | 0 | 0 | 0 | 0
4 | 29 | 4 | 0 | 0 | 18.9 | 5.2 | 0 | 18.9 | 0 | 0 | 0 | 0 | 0
4 | 29 | 5 | 7 | 5 | 18.3 | 4.1 | 4.586 | 16.93 | 40.553 | 0 | 0 | 0 | 0
4 | 29 | 6 | 330 | 43 | 18.9 | 4.1 | 42.568 | 18.384 | 320.32 | 258.727 | 2180.6571 | 1807.8592 | 1683.0713
4 | 29 | 7 | 639 | 76 | 22.8 | 4.1 | 251.259 | 26.97 | 1880.229 | 1784.732 | 4482.539 | 3765.6393 | 3355.5072
4 | 29 | 8 | 783 | 105 | 24.4 | 3.1 | 510.868 | 35.481 | 4100.313 | 3942.261 | 6814.6685 | 5753.6703 | 4962.1071
4 | 29 | 9 | 854 | 128 | 27.8 | 2.1 | 745.506 | 46.764 | 5878.724 | 5658.444 | 9262.35 | 8011.3729 | 6533.6378
4 | 29 | 10 | 896 | 142 | 28.3 | 2.6 | 921.023 | 50.729 | 7195.581 | 6922.277 | 11295.1497 | 9841.1664 | 7816.6266
4 | 29 | 11 | 921 | 151 | 30 | 3.1 | 1036.323 | 54.101 | 8001.951 | 7693.261 | 12384.1508 | 10773.7577 | 8549.8227
4 | 29 | 12 | 928 | 153 | 30.6 | 4.1 | 1070.5 | 53.551 | 8285.187 | 7963.542 | 12231.2857 | 10652.7611 | 8461.3631
4 | 29 | 13 | 923 | 150 | 31.7 | 2.1 | 1027.491 | 58.706 | 7790.618 | 7491.417 | 12249.7677 | 10674.9927 | 8453.309
4 | 29 | 14 | 896 | 141 | 32.2 | 2.1 | 901.479 | 56.136 | 6893.155 | 6632.552 | 11995.514 | 10447.7444 | 8244.2475
4 | 29 | 15 | 842 | 131 | 33.3 | 4.1 | 714.566 | 48.815 | 5580.372 | 5371.285 | 10426.3594 | 9071.4214 | 7212.817
4 | 29 | 16 | 523 | 188 | 32.8 | 3.6 | 432.448 | 42.649 | 3388.269 | 3252.111 | 5501.0939 | 4732.1439 | 4630.4576
4 | 29 | 17 | 496 | 111 | 32.2 | 3.1 | 219.967 | 37.12 | 1594.083 | 1505.426 | 4162.1957 | 3503.4192 | 3341.7368
4 | 29 | 18 | 48 | 52 | 31.1 | 4.6 | 42.334 | 31.295 | 356.051 | 293.775 | 327.6767 | 273.7882 | 545.2188
4 | 29 | 19 | 4 | 2 | 30.6 | 2.6 | 1.834 | 29.429 | 15.531 | 0 | 26.794 | 22.289 | 30.1086
4 | 29 | 20 | 0 | 0 | 28.3 | 4.1 | 0 | 28.3 | 0 | 0 | 0 | 0 | 0
4 | 29 | 21 | 0 | 0 | 26.7 | 5.7 | 0 | 26.7 | 0 | 0 | 0 | 0 | 0
4 | 29 | 22 | 0 | 0 | 25.6 | 2.1 | 0 | 25.6 | 0 | 0 | 0 | 0 | 0
4 | 29 | 23 | 0 | 0 | 23.9 | 2.6 | 0 | 23.9 | 0 | 0 | 0 | 0 | 0
4 | 30 | 0 | 0 | 0 | 23.3 | 0 | 0 | 23.3 | 0 | 0 | 0 | 0 | 0
4 | 30 | 1 | 0 | 0 | 22.8 | 0 | 0 | 22.8 | 0 | 0 | 0 | 0 | 0
4 | 30 | 2 | 0 | 0 | 20.6 | 4.1 | 0 | 20.6 | 0 | 0 | 0 | 0 | 0
4 | 30 | 3 | 0 | 0 | 19.4 | 3.6 | 0 | 19.4 | 0 | 0 | 0 | 0 | 0
4 | 30 | 4 | 0 | 0 | 18.9 | 4.1 | 0 | 18.9 | 0 | 0 | 0 | 0 | 0
4 | 30 | 5 | 18 | 6 | 18.3 | 4.1 | 5.503 | 16.953 | 48.66 | 0 | 0 | 0 | 0
4 | 30 | 6 | 407 | 38 | 19.4 | 5.2 | 40.085 | 18.925 | 283.937 | 223.036 | 2684.6001 | 2224.614 | 1976.5399
4 | 30 | 7 | 699 | 66 | 22.2 | 5.2 | 259.946 | 26.042 | 1935.897 | 1839.036 | 4900.5266 | 4116.3534 | 3558.3799
4 | 30 | 8 | 817 | 96 | 25 | 4.6 | 519.029 | 34.808 | 4172.213 | 4011.855 | 7110.1573 | 6003.1124 | 5088.0496
4 | 30 | 9 | 783 | 154 | 27.8 | 2.1 | 721.433 | 46.2 | 5703.135 | 5489.479 | 8492.2201 | 7345.2462 | 6234.3512
4 | 30 | 10 | 806 | 157 | 28.9 | 2.1 | 864.918 | 51.285 | 6743.16 | 6488.74 | 10161.0345 | 8853.0652 | 7227.2042
4 | 30 | 11 | 654 | 329 | 30.6 | 3.6 | 969.226 | 52.101 | 7542.728 | 7254.462 | 8794.6826 | 7650.8696 | 7553.406
4 | 30 | 12 | 943 | 141 | 31.1 | 5.2 | 1072.28 | 51.74 | 8357.308 | 8032.32 | 12416.0358 | 10812.6917 | 8493.5704
4 | 30 | 13 | 813 | 205 | 32.8 | 5.7 | 985.842 | 51.017 | 7703.087 | 7407.771 | 10784.0787 | 9397.4258 | 7929.1281
4 | 30 | 14 | 910 | 133 | 33.3 | 2.1 | 904.059 | 57.147 | 6884.995 | 6624.73 | 12182.3394 | 10610.5707 | 8304.4789
4 | 30 | 15 | 855 | 118 | 33.9 | 3.6 | 709.144 | 49.993 | 5511.431 | 5304.887 | 10582.4058 | 9206.8736 | 7220.8282
4 | 30 | 16 | 309 | 206 | 32.2 | 3.6 | 342.003 | 40.085 | 2725.359 | 2608.029 | 3247.4578 | 2793.1162 | 3365.4511
4 | 30 | 17 | 103 | 148 | 32.2 | 5.2 | 155.483 | 34.731 | 1245.999 | 1165.287 | 863.4328 | 726.7398 | 1513.6476
4 | 30 | 18 | 70 | 44 | 30.6 | 7.2 | 36.163 | 30.515 | 305.002 | 243.701 | 477.1989 | 398.5979 | 589.7542
4 | 30 | 19 | 0 | 1 | 30 | 6.7 | 0.917 | 29.186 | 7.772 | 0 | 0 | 0 | 6.4243
4 | 30 | 20 | 0 | 0 | 28.9 | 6.2 | 0 | 28.9 | 0 | 0 | 0 | 0 | 0
4 | 30 | 21 | 0 | 0 | 28.1 | 5.8 | 0 | 28.1 | 0 | 0 | 0 | 0 | 0
4 | 30 | 22 | 0 | 0 | 27.3 | 5.5 | 0 | 27.3 | 0 | 0 | 0 | 0 | 0
4 | 30 | 23 | 0 | 0 | 26.5 | 5.1 | 0 | 26.5 | 0 | 0 | 0 | 0 | 0
5 | 1 | 0 | 0 | 0 | 25.7 | 4.7 | 0 | 25.7 | 0 | 0 | 0 | 0 | 0
5 | 1 | 1 | 0 | 0 | 24.9 | 4.3 | 0 | 24.9 | 0 | 0 | 0 | 0 | 0
5 | 1 | 2 | 0 | 0 | 24.1 | 4 | 0 | 24.1 | 0 | 0 | 0 | 0 | 0
5 | 1 | 3 | 0 | 0 | 23.3 | 3.6 | 0 | 23.3 | 0 | 0 | 0 | 0 | 0
5 | 1 | 4 | 0 | 0 | 22.2 | 3.1 | 0 | 22.2 | 0 | 0 | 0 | 0 | 0
5 | 1 | 5 | 12 | 7 | 21.1 | 1.5 | 6.42 | 19.304 | 56.315 | 0 | 0 | 0 | 0
5 | 1 | 6 | 359 | 44 | 22.8 | 1.5 | 44.319 | 22.208 | 324.1 | 262.436 | 2363.7302 | 1957.8144 | 1808.1953
5 | 1 | 7 | 664 | 77 | 26.1 | 8.2 | 258.944 | 29.089 | 1921.23 | 1824.73 | 4652.185 | 3907.3155 | 3470.9656
5 | 1 | 8 | 800 | 106 | 27.8 | 7.7 | 519.647 | 35.094 | 4175.68 | 4015.21 | 6961.4034 | 5877.4408 | 5060.6823
5 | 1 | 9 | 867 | 128 | 28.3 | 5.2 | 752.993 | 42.303 | 6037.431 | 5811.074 | 9402.6835 | 8132.6572 | 6619.7412
5 | 1 | 10 | 900 | 143 | 29.4 | 4.6 | 922.956 | 48.171 | 7281.309 | 7004.349 | 11346.1456 | 9885.6281 | 7854.3218
5 | 1 | 11 | 922 | 151 | 30.6 | 5.2 | 1034.126 | 50.463 | 8097.979 | 7784.927 | 12399.506 | 10786.6381 | 8559.0862
5 | 1 | 12 | 932 | 153 | 30.6 | 5.7 | 1070.832 | 50.249 | 8394.017 | 8067.321 | 12258.4221 | 10674.5225 | 8477.9142
5 | 1 | 13 | 924 | 150 | 31.1 | 5.2 | 1024.751 | 51.01 | 8006.867 | 7697.955 | 12249.9288 | 10674.4109 | 8453.1405
5 | 1 | 14 | 900 | 141 | 31.7 | 4.1 | 901.36 | 51.223 | 7024.643 | 6758.557 | 12047.7943 | 10493.5024 | 8275.9774
5 | 1 | 15 | 854 | 125 | 32.2 | 5.2 | 713.687 | 46.088 | 5629.631 | 5418.717 | 10565.0385 | 9191.4499 | 7256.9787
5 | 1 | 16 | 775 | 102 | 32.8 | 4.1 | 472.739 | 43.031 | 3657.765 | 3513.523 | 8138.1501 | 6998.5549 | 5679.3475
5 | 1 | 17 | 621 | 72 | 32.2 | 3.6 | 214.815 | 36.826 | 1497.481 | 1411.071 | 5200.4151 | 4376.9402 | 3737.7061
5 | 1 | 18 | 278 | 37 | 31.1 | 2.1 | 29.316 | 31.134 | 246.704 | 186.506 | 1892.5421 | 1580.3264 | 1453.9941
5 | 1 | 19 | 2 | 2 | 30.6 | 2.1 | 1.834 | 29.311 | 15.538 | 0 | 13.3535 | 11.0995 | 21.4512
5 | 1 | 20 | 0 | 0 | 28.9 | 2.6 | 0 | 28.9 | 0 | 0 | 0 | 0 | 0
5 | 1 | 21 | 0 | 0 | 25 | 0 | 0 | 25 | 0 | 0 | 0 | 0 | 0
5 | 1 | 22 | 0 | 0 | 25.6 | 2.1 | 0 | 25.6 | 0 | 0 | 0 | 0 | 0
5 | 1 | 23 | 0 | 0 | 23.3 | 2.6 | 0 | 23.3 | 0 | 0 | 0 | 0 | 0
5 | 2 | 0 | 0 | 0 | 23.3 | 2.1 | 0 | 23.3 | 0 | 0 | 0 | 0 | 0
5 | 2 | 1 | 0 | 0 | 21.7 | 2.1 | 0 | 21.7 | 0 | 0 | 0 | 0 | 0
5 | 2 | 2 | 0 | 0 | 20.6 | 2.1 | 0 | 20.6 | 0 | 0 | 0 | 0 | 0
5 | 2 | 3 | 0 | 0 | 20 | 1.5 | 0 | 20 | 0 | 0 | 0 | 0 | 0
5 | 2 | 4 | 0 | 0 | 20 | 2.1 | 0 | 20 | 0 | 0 | 0 | 0 | 0
5 | 2 | 5 | 59 | 7 | 19.4 | 2.6 | 6.42 | 17.859 | 56.595 | 0 | 0 | 0 | 0
5 | 2 | 6 | 551 | 30 | 21.1 | 4.6 | 38.984 | 20.596 | 245.147 | 184.979 | 3621.4321 | 2998.15 | 2530.8481
5 | 2 | 7 | 793 | 49 | 24.4 | 5.7 | 270.828 | 28.283 | 1974.464 | 1876.653 | 5552.2198 | 4662.6849 | 3865.9472
5 | 2 | 8 | 897 | 67 | 27.8 | 7.2 | 529.555 | 35.57 | 4233.898 | 4071.547 | 7804.1339 | 6588.8192 | 5332.1078
5 | 2 | 9 | 952 | 81 | 29.4 | 6.2 | 762.093 | 42.227 | 6107.928 | 5878.845 | 10323.3424 | 8928.7926 | 6871.5978
5 | 2 | 10 | 982 | 90 | 31.1 | 5.2 | 940.38 | 48.991 | 7394.539 | 7112.711 | 12379.5415 | 10785.9822 | 8128.6935
5 | 2 | 11 | 996 | 96 | 32.2 | 5.2 | 1049.652 | 52.386 | 8158.57 | 7842.751 | 13395.5066 | 11652.8822 | 8798.0367
5 | 2 | 12 | 1000 | 97 | 33.3 | 3.1 | 1081.561 | 58.516 | 8208.881 | 7890.753 | 13139.16 | 11440.5641 | 8639.4906
5 | 2 | 13 | 998 | 95 | 34.4 | 4.1 | 1039.144 | 56.708 | 7940.839 | 7634.909 | 13224.0483 | 11522.8001 | 8678.0586
5 | 2 | 14 | 890 | 121 | 35 | 4.1 | 872.315 | 53.91 | 6727.336 | 6473.565 | 11913.1933 | 10376.3939 | 8060.357
5 | 2 | 15 | 810 | 131 | 34.4 | 4.6 | 688.416 | 48.745 | 5376.224 | 5174.62 | 10015.9208 | 8713.4293 | 6963.2133
5 | 2 | 16 | 680 | 136 | 35 | 6.2 | 458.598 | 42.941 | 3562.922 | 3421.554 | 7134.6697 | 6134.7155 | 5288.9762
5 | 2 | 17 | 292 | 129 | 33.9 | 3.6 | 184.275 | 37.864 | 1385.121 | 1301.284 | 2442.8103 | 2055.9188 | 2380.4893
5 | 2 | 18 | 81 | 50 | 33.3 | 2.6 | 40.506 | 33.567 | 337.903 | 275.975 | 550.666 | 459.6791 | 675.6355
5 | 2 | 19 | 2 | 2 | 32.2 | 0 | 1.834 | 30.024 | 15.498 | 0 | 13.3315 | 11.0766 | 21.4366
5 | 2 | 20 | 0 | 0 | 30 | 5.7 | 0 | 30 | 0 | 0 | 0 | 0 | 0
5 | 2 | 21 | 0 | 0 | 29.4 | 6.2 | 0 | 29.4 | 0 | 0 | 0 | 0 | 0
5 | 2 | 22 | 0 | 0 | 27.2 | 2.1 | 0 | 27.2 | 0 | 0 | 0 | 0 | 0
5 | 2 | 23 | 0 | 0 | 27.8 | 2.1 | 0 | 27.8 | 0 | 0 | 0 | 0 | 0
5 | 3 | 0 | 0 | 0 | 24.4 | 4.6 | 0 | 24.4 | 0 | 0 | 0 | 0 | 0
5 | 3 | 1 | 0 | 0 | 23.3 | 2.6 | 0 | 23.3 | 0 | 0 | 0 | 0 | 0
5 | 3 | 2 | 0 | 0 | 22.2 | 3.1 | 0 | 22.2 | 0 | 0 | 0 | 0 | 0
5 | 3 | 3 | 0 | 0 | 21.1 | 4.1 | 0 | 21.1 | 0 | 0 | 0 | 0 | 0
5 | 3 | 4 | 0 | 0 | 20 | 4.6 | 0 | 20 | 0 | 0 | 0 | 0 | 0
5 | 3 | 5 | 5 | 8 | 20 | 4.6 | 7.337 | 18.814 | 64.469 | 7.645 | 0 | 0 | 0
5 | 3 | 6 | 312 | 49 | 21.1 | 3.1 | 46.561 | 20.674 | 351.78 | 289.586 | 2046.992 | 1693.9073 | 1636.193
5 | 3 | 7 | 572 | 87 | 24.4 | 5.2 | 242.544 | 27.96 | 1827.505 | 1733.289 | 4001.9861 | 3360.3862 | 3120.4397
5 | 3 | 8 | 622 | 155 | 27.2 | 6.7 | 474.245 | 34.366 | 3838.917 | 3689.103 | 5410.336 | 4567.6816 | 4411.249
5 | 3 | 9 | 823 | 124 | 30 | 6.2 | 716.205 | 41.985 | 5748.936 | 5533.563 | 8923.0161 | 7717.4194 | 6298.9745
5 | 3 | 10 | 766 | 219 | 32.2 | 7.2 | 892.002 | 46.194 | 7091.277 | 6822.39 | 9655.9183 | 8412.9246 | 7334.158
5 | 3 | 11 | 422 | 374 | 32.8 | 9.8 | 788.989 | 43.109 | 6353.801 | 6115.074 | 5675.8901 | 4937.4423 | 5954.9437
5 | 3 | 12 | 379 | 489 | 33.3 | 7.2 | 864.339 | 46.954 | 6861.552 | 6602.258 | 4974.6046 | 4331.1962 | 6292.7092
5 | 3 | 13 | 306 | 419 | 33.9 | 7.2 | 708.737 | 45.205 | 5662.771 | 5450.623 | 4052.5764 | 3531.0769 | 5264.3615
5 | 3 | 14 | 545 | 361 | 33.9 | 5.7 | 821.076 | 48.73 | 6464.959 | 6221.805 | 7294.6657 | 6353.7396 | 6852.4389
5 | 3 | 15 | 383 | 276 | 35 | 11.8 | 527.503 | 41.066 | 4255.854 | 4092.79 | 4733.6435 | 4117.9326 | 4720.4669
5 | 3 | 16 | 6 | 125 | 33.3 | 8.8 | 114.548 | 34.661 | 950.587 | 876.294 | 62.9013 | 54.0778 | 869.8405
5 | 3 | 17 | 9 | 111 | 30.6 | 6.7 | 99.985 | 31.525 | 836.183 | 764.297 | 75.217 | 63.302 | 775.7214
5 | 3 | 18 | 2 | 31 | 29.4 | 6.2 | 27.589 | 29.074 | 233.883 | 173.927 | 13.5781 | 11.3311 | 208.206
5 | 3 | 19 | 0 | 1 | 28.9 | 5.2 | 0.917 | 27.913 | 7.807 | 0 | 0 | 0 | 6.4207
5 | 3 | 20 | 0 | 0 | 20 | 0 | 0 | 20 | 0 | 0 | 0 | 0 | 0
5 | 3 | 21 | 0 | 0 | 19.4 | 5.7 | 0 | 19.4 | 0 | 0 | 0 | 0 | 0
5 | 3 | 22 | 0 | 0 | 20 | 3.6 | 0 | 20 | 0 | 0 | 0 | 0 | 0
5 | 3 | 23 | 0 | 0 | 20 | 3.1 | 0 | 20 | 0 | 0 | 0 | 0 | 0
5 | 4 | 0 | 0 | 0 | 18.3 | 2.6 | 0 | 18.3 | 0 | 0 | 0 | 0 | 0
5 | 4 | 1 | 0 | 0 | 18.3 | 2.6 | 0 | 18.3 | 0 | 0 | 0 | 0 | 0
5 | 4 | 2 | 0 | 0 | 18.9 | 3.6 | 0 | 18.9 | 0 | 0 | 0 | 0 | 0
5 | 4 | 3 | 0 | 0 | 19.4 | 2.6 | 0 | 19.4 | 0 | 0 | 0 | 0 | 0
5 | 4 | 4 | 0 | 0 | 18.3 | 4.6 | 0 | 18.3 | 0 | 0 | 0 | 0 | 0
5 | 4 | 5 | 0 | 6 | 17.8 | 3.6 | 5.503 | 16.368 | 48.756 | 0 | 0 | 0 | 0
5 | 4 | 6 | 2 | 37 | 17.8 | 6.2 | 32.982 | 17.233 | 290.994 | 229.96 | 13.0988 | 10.8345 | 245.5889
5 | 4 | 7 | 5 | 121 | 16.1 | 6.7 | 108.432 | 16.822 | 957.056 | 882.626 | 34.9557 | 29.3475 | 803.3288
5 | 4 | 8 | 187 | 250 | 18.9 | 4.6 | 327.286 | 24.458 | 2786.966 | 2667.949 | 1626.1236 | 1372.8124 | 2664.9939
5 | 4 | 9 | 473 | 260 | 20 | 6.2 | 596.627 | 29.613 | 5021.409 | 4832.473 | 5127.1926 | 4434.2931 | 4876.0728
5 | 4 | 10 | 522 | 262 | 21.7 | 7.2 | 720.122 | 32.716 | 6017.911 | 5792.306 | 6579.4837 | 5732.4801 | 5750.6822
5 | 4 | 11 | 705 | 112 | 25 | 6.7 | 786.58 | 37.796 | 6459.096 | 6216.177 | 9482.6085 | 8248.8047 | 6522.3002
5 | 4 | 12 | 912 | 133 | 26.1 | 8.2 | 1027.632 | 40.944 | 8342.908 | 8018.589 | 11958.316 | 10411.0068 | 8161.9105
5 | 4 | 13 | 849 | 171 | 26.7 | 6.2 | 980.225 | 43.819 | 7870.85 | 7568.064 | 11238.2153 | 9791.6322 | 7977.8402
5 | 4 | 14 | 200 | 407 | 27.8 | 8.8 | 560.187 | 35.647 | 4634.234 | 4458.633 | 2676.7468 | 2331.5109 | 4348.7351
5 | 4 | 15 | 2 | 165 | 21.7 | 13.4 | 149.687 | 22.896 | 1296.645 | 1214.803 | 24.7068 | 21.4924 | 1116.809
5 | 4 | 16 | 8 | 116 | 15.6 | 6.7 | 107.418 | 16.432 | 949.76 | 875.485 | 83.8003 | 72.0352 | 822.8173
5 | 4 | 17 | 0 | 73 | 15.6 | 6.2 | 65.009 | 15.689 | 577.301 | 510.694 | 0 | 0 | 479.0595
5 | 4 | 18 | 2 | 25 | 17.2 | 4.1 | 22.218 | 16.332 | 196.873 | 137.61 | 13.5597 | 11.3122 | 169.564
5 | 4 | 19 | 0 | 1 | 16.1 | 6.2 | 0.917 | 14.975 | 8.165 | 0 | 0 | 0 | 6.4195
5 | 4 | 20 | 0 | 0 | 16.1 | 2.6 | 0 | 16.1 | 0 | 0 | 0 | 0 | 0
5 | 4 | 21 | 0 | 0 | 16.7 | 1.5 | 0 | 16.7 | 0 | 0 | 0 | 0 | 0
5 | 4 | 22 | 0 | 0 | 16.1 | 2.1 | 0 | 16.1 | 0 | 0 | 0 | 0 | 0
5 | 4 | 23 | 0 | 0 | 16.7 | 2.1 | 0 | 16.7 | 0 | 0 | 0 | 0 | 0
5 | 5 | 0 | 0 | 0 | 16.1 | 2.6 | 0 | 16.1 | 0 | 0 | 0 | 0 | 0
5 | 5 | 1 | 0 | 0 | 16.1 | 3.6 | 0 | 16.1 | 0 | 0 | 0 | 0 | 0
5 | 5 | 2 | 0 | 0 | 15.6 | 2.6 | 0 | 15.6 | 0 | 0 | 0 | 0 | 0
5 | 5 | 3 | 0 | 0 | 15.6 | 3.1 | 0 | 15.6 | 0 | 0 | 0 | 0 | 0
5 | 5 | 4 | 0 | 0 | 15 | 1 | 0 | 15 | 0 | 0 | 0 | 0 | 0
5 | 5 | 5 | 4 | 12 | 15 | 1 | 11.006 | 12.888 | 98.666 | 41.218 | 0 | 0 | 0
5 | 5 | 6 | 49 | 59 | 15 | 2.1 | 51.253 | 14.481 | 448.022 | 383.965 | 320.367 | 264.866 | 585.0382
5 | 5 | 7 | 554 | 101 | 16.7 | 2.6 | 250.103 | 21.428 | 1943.124 | 1846.086 | 3869.9686 | 3248.6151 | 3126.9755
5 | 5 | 8 | 718 | 91 | 18.3 | 2.6 | 461.297 | 28.823 | 3788.916 | 3640.651 | 6241.5353 | 5269.0523 | 4510.9389
5 | 5 | 9 | 690 | 218 | 19.4 | 2.6 | 712.528 | 36.526 | 5842.277 | 5623.381 | 7477.4385 | 6466.6347 | 6038.188
5 | 5 | 10 | 756 | 226 | 20.6 | 3.6 | 887.762 | 40.344 | 7213.491 | 6939.426 | 9527.6245 | 8301.0254 | 7302.8712
5 | 5 | 11 | 792 | 199 | 21.1 | 3.1 | 962.159 | 43.834 | 7726.242 | 7429.901 | 10653.1143 | 9266.9372 | 7816.2917
5 | 5 | 12 | 740 | 255 | 21.7 | 2.1 | 996.251 | 48.19 | 7871.068 | 7568.273 | 9693.2194 | 8438.5622 | 7599.3594
5 | 5 | 13 | 800 | 305 | 23.9 | 3.6 | 1067.917 | 47.926 | 8443.512 | 8114.506 | 10584.3405 | 9221.5304 | 8475.3812
5 | 5 | 14 | 699 | 189 | 23.9 | 3.6 | 785.386 | 42.102 | 6336.719 | 6098.668 | 9354.5036 | 8148.1186 | 6956.9946
5 | 5 | 15 | 768 | 85 | 24.4 | 2.1 | 608.159 | 40.845 | 4887.943 | 4703.662 | 9482.8015 | 8248.8231 | 6331.8877
5 | 5 | 16 | 837 | 80 | 24.4 | 3.1 | 476.272 | 35.527 | 3774.052 | 3626.247 | 8760.5718 | 7529.6035 | 5916.5614
5 | 5 | 17 | 733 | 50 | 24.4 | 3.1 | 219.402 | 29.29 | 1525.052 | 1438.004 | 6114.0931 | 5145.2609 | 4167.5301
5 | 5 | 18 | 133 | 54 | 23.9 | 3.6 | 42.418 | 23.955 | 366.132 | 303.662 | 900.5127 | 751.0211 | 926.4182
5 | 5 | 19 | 5 | 6 | 23.3 | 3.6 | 5.503 | 22.101 | 47.807 | 0 | 33.1614 | 27.5178 | 59.8987
5 | 5 | 20 | 0 | 0 | 22.8 | 3.6 | 0 | 22.8 | 0 | 0 | 0 | 0 | 0
5 | 5 | 21 | 0 | 0 | 21.7 | 1.5 | 0 | 21.7 | 0 | 0 | 0 | 0 | 0
5 | 5 | 22 | 0 | 0 | 21.1 | 4.1 | 0 | 21.1 | 0 | 0 | 0 | 0 | 0
5 | 5 | 23 | 0 | 0 | 21.1 | 2.1 | 0 | 21.1 | 0 | 0 | 0 | 0 | 0
5 | 6 | 0 | 0 | 0 | 20.6 | 2.6 | 0 | 20.6 | 0 | 0 | 0 | 0 | 0
5 | 6 | 1 | 0 | 0 | 20 | 2.6 | 0 | 20 | 0 | 0 | 0 | 0 | 0
5 | 6 | 2 | 0 | 0 | 18.9 | 3.1 | 0 | 18.9 | 0 | 0 | 0 | 0 | 0
5 | 6 | 3 | 0 | 0 | 18.3 | 3.1 | 0 | 18.3 | 0 | 0 | 0 | 0 | 0
5 | 6 | 4 | 0 | 0 | 17.8 | 3.1 | 0 | 17.8 | 0 | 0 | 0 | 0 | 0
5 | 6 | 5 | 6 | 10 | 17.8 | 2.1 | 9.172 | 16.181 | 81.312 | 24.182 | 0 | 0 | 0
5 | 6 | 6 | 47 | 84 | 17.2 | 3.1 | 68.346 | 17.216 | 595.17 | 528.205 | 306.7664 | 253.5078 | 736.3625
5 | 6 | 7 | 272 | 170 | 18.3 | 4.1 | 228.002 | 21.966 | 1866.618 | 1771.453 | 1898.4511 | 1593.3941 | 2311.44
5 | 6 | 8 | 626 | 157 | 20 | 3.6 | 476.544 | 29.763 | 3920.959 | 3768.585 | 5439.6847 | 4591.9351 | 4442.9121
5 | 6 | 9 | 674 | 216 | 20.6 | 1.5 | 698.473 | 40.167 | 5650.922 | 5439.215 | 7301.7677 | 6314.3786 | 5917.1851
5 | 6 | 10 | 323 | 436 | 22.2 | 0 | 706.751 | 50.264 | 5535.93 | 5328.484 | 4069.9793 | 3545.9672 | 5386.8949
5 | 6 | 11 | 176 | 461 | 24.4 | 2.1 | 618.102 | 40.866 | 5019.828 | 4830.948 | 2367.4039 | 2059.3477 | 4521.6689
5 | 6 | 12 | 10 | 478 | 25 | 4.6 | 453.013 | 34.107 | 3771.714 | 3623.981 | 130.8591 | 113.9165 | 3273.1229
5 | 6 | 13 | 4 | 491 | 25.6 | 3.1 | 458.576 | 35.958 | 3792.488 | 3644.113 | 52.896 | 46.0832 | 3312.6821
5 | 6 | 14 | 198 | 377 | 27.2 | 5.2 | 528.199 | 36.866 | 4349.96 | 4183.824 | 2649.5556 | 2307.8967 | 4131.7073
5 | 6 | 15 | 327 | 323 | 27.8 | 5.7 | 531.587 | 37.12 | 4355.022 | 4188.719 | 4035.6363 | 3510.376 | 4609.9385
5 | 6 | 16 | 596 | 154 | 27.8 | 5.2 | 432.219 | 35.773 | 3454.793 | 3316.663 | 6233.1753 | 5356.6212 | 4855.3006
5 | 6 | 17 | 710 | 52 | 27.8 | 5.2 | 215.416 | 31.507 | 1489.548 | 1403.321 | 5916.6496 | 4978.9789 | 4056.7989
5 | 6 | 18 | 459 | 28 | 26.7 | 4.6 | 23.399 | 26.381 | 200.261 | 140.935 | 3103.663 | 2587.6343 | 2176.2114
5 | 6 | 19 | 26 | 4 | 24.4 | 2.1 | 3.669 | 22.901 | 31.783 | 0 | 172.147 | 142.7888 | 136.7281
5 | 6 | 20 | 0 | 0 | 23.9 | 5.2 | 0 | 23.9 | 0 | 0 | 0 | 0 | 0
5 | 6 | 21 | 0 | 0 | 21.1 | 7.2 | 0 | 21.1 | 0 | 0 | 0 | 0 | 0
5 | 6 | 22 | 0 | 0 | 20.6 | 3.6 | 0 | 20.6 | 0 | 0 | 0 | 0 | 0
5 | 6 | 23 | 0 | 0 | 20 | 2.6 | 0 | 20 | 0 | 0 | 0 | 0 | 0
5 | 7 | 0 | 0 | 0 | 19.4 | 3.1 | 0 | 19.4 | 0 | 0 | 0 | 0 | 0
5 | 7 | 1 | 0 | 0 | 17.8 | 2.6 | 0 | 17.8 | 0 | 0 | 0 | 0 | 0
5 | 7 | 2 | 0 | 0 | 17.8 | 1 | 0 | 17.8 | 0 | 0 | 0 | 0 | 0
5 | 7 | 3 | 0 | 0 | 17.2 | 1 | 0 | 17.2 | 0 | 0 | 0 | 0 | 0
5 | 7 | 4 | 0 | 0 | 16.7 | 1.5 | 0 | 16.7 | 0 | 0 | 0 | 0 | 0
5 | 7 | 5 | 78 | 10 | 15.6 | 4.1 | 9.172 | 14.287 | 81.835 | 24.696 | 0 | 0 | 0
5 | 7 | 6 | 462 | 39 | 16.1 | 4.1 | 42.947 | 15.55 | 295.692 | 234.569 | 3010.3683 | 2486.6231 | 2195.52
5 | 7 | 7 | 623 | 119 | 18.3 | 5.2 | 285.117 | 22.568 | 2209.887 | 2106.164 | 4344.4466 | 3645.7552 | 3547.3206
5 | 7 | 8 | 461 | 226 | 19.4 | 2.1 | 452.099 | 30.484 | 3733.181 | 3586.633 | 4004.1521 | 3379.9565 | 3997.415
5 | 7 | 9 | 388 | 296 | 22.2 | 5.2 | 561.163 | 32.412 | 4678.719 | 4501.611 | 4201.8812 | 3633.4565 | 4548.2387
5 | 7 | 10 | 11 | 301 | 23.9 | 1.5 | 283.546 | 32.378 | 2375.353 | 2267.36 | 138.5782 | 120.7346 | 2094.6801
5 | 7 | 11 | 37 | 423 | 24.4 | 5.2 | 437.749 | 32.042 | 3671.711 | 3527.045 | 497.6974 | 432.9339 | 3129.3111
5 | 7 | 12 | 5 | 385 | 26.1 | 5.2 | 359.338 | 32.518 | 3008.981 | 2883.779 | 65.3656 | 56.9009 | 2611.9412
5 | 7 | 13 | 9 | 449 | 26.1 | 5.2 | 422.847 | 33.603 | 3526.943 | 3386.656 | 118.9593 | 103.6336 | 3072.2443
5 | 7 | 14 | 98 | 346 | 26.1 | 8.8 | 414.748 | 31.442 | 3484.418 | 3345.405 | 1311.2828 | 1142.2118 | 3109.9589
5 | 7 | 15 | 229 | 341 | 25.6 | 11.3 | 475.549 | 30.828 | 3989.918 | 3835.374 | 2824.8081 | 2457.0683 | 3994.0883
5 | 7 | 16 | 10 | 213 | 23.9 | 10.8 | 194.837 | 25.855 | 1668.455 | 1578.047 | 104.502 | 89.7945 | 1480.3936
5 | 7 | 17 | 82 | 212 | 22.2 | 10.3 | 199.711 | 24.083 | 1684.951 | 1594.153 | 682.6999 | 574.4929 | 1819.6627
5 | 7 | 18 | 51 | 45 | 21.1 | 9.3 | 37.264 | 20.913 | 325.051 | 263.368 | 344.4 | 287.0505 | 510.947
5 | 7 | 19 | 5 | 4 | 20 | 6.7 | 3.669 | 19.045 | 32.209 | 0 | 33.0489 | 27.4008 | 46.9891
5 | 7 | 20 | 0 | 0 | 19.4 | 5.2 | 0 | 19.4 | 0 | 0 | 0 | 0 | 0
5 | 7 | 21 | 0 | 0 | 17.8 | 4.6 | 0 | 17.8 | 0 | 0 | 0 | 0 | 0
5 | 7 | 22 | 0 | 0 | 17.2 | 2.6 | 0 | 17.2 | 0 | 0 | 0 | 0 | 0
5 | 7 | 23 | 0 | 0 | 16.7 | 3.1 | 0 | 16.7 | 0 | 0 | 0 | 0 | 0
5 | 8 | 0 | 0 | 0 | 16.1 | 2.6 | 0 | 16.1 | 0 | 0 | 0 | 0 | 0
5 | 8 | 1 | 0 | 0 | 16.1 | 2.1 | 0 | 16.1 | 0 | 0 | 0 | 0 | 0
5 | 8 | 2 | 0 | 0 | 15.6 | 2.6 | 0 | 15.6 | 0 | 0 | 0 | 0 | 0
5 | 8 | 3 | 0 | 0 | 15 | 4.1 | 0 | 15 | 0 | 0 | 0 | 0 | 0
5 | 8 | 4 | 0 | 0 | 14.4 | 2.6 | 0 | 14.4 | 0 | 0 | 0 | 0 | 0
5 | 8 | 5 | 0 | 8 | 14.4 | 3.6 | 7.091 | 12.939 | 63.555 | 6.748 | 0 | 0 | 0
5 | 8 | 6 | 7 | 60 | 15 | 3.1 | 51.824 | 14.567 | 460.651 | 396.348 | 45.5358 | 37.597 | 413.6504
5 | 8 | 7 | 20 | 170 | 15 | 6.2 | 154.427 | 16.562 | 1358.667 | 1275.429 | 139.34 | 116.9108 | 1186.0151
5 | 8 | 8 | 106 | 269 | 16.7 | 3.6 | 298.088 | 22.296 | 2568.779 | 2455.678 | 920.2464 | 776.7493 | 2347.5133
5 | 8 | 9 | 676 | 194 | 18.3 | 1 | 677.429 | 38.495 | 5512.868 | 5306.271 | 7317.8374 | 6327.4551 | 5780.7582
5 | 8 | 10 | 492 | 331 | 19.4 | 2.1 | 756.606 | 39.357 | 6172.222 | 5940.636 | 6196.7732 | 5398.7842 | 5978.7608
5 | 8 | 11 | 703 | 267 | 20.6 | 2.6 | 946.85 | 43.93 | 7600.648 | 7309.846 | 9456.2434 | 8225.7392 | 7541.8408
5 | 8 | 12 | 644 | 345 | 21.7 | 2.1 | 982.025 | 47.808 | 7769.964 | 7471.682 | 8411.0365 | 7321.6784 | 7420.882
5 | 8 | 13 | 608 | 304 | 23.9 | 4.1 | 883.207 | 43.148 | 7110.057 | 6840.377 | 8032.6347 | 6997.4798 | 6916.6269
5 | 8 | 14 | 680 | 265 | 23.3 | 5.2 | 838.014 | 39.402 | 6830.026 | 6572.035 | 9097.8754 | 7924.9664 | 7308.394
5 | 8 | 15 | 643 | 227 | 25 | 1.5 | 661.052 | 44.654 | 5249.942 | 5052.897 | 7927.8339 | 6895.5657 | 6334.7896
5 | 8 | 16 | 625 | 150 | 25 | 3.6 | 440.442 | 34.894 | 3527.134 | 3386.841 | 6526.3832 | 5607.1491 | 5009.2745
5 | 8 | 17 | 455 | 104 | 25 | 4.1 | 199.21 | 28.884 | 1481.942 | 1395.89 | 3784.7362 | 3184.799 | 3059.2635
5 | 8 | 18 | 147 | 51 | 23.9 | 5.2 | 40.374 | 23.82 | 348.654 | 286.519 | 991.4015 | 826.0621 | 965.8233
5 | 8 | 19 | 0 | 4 | 23.3 | 3.6 | 3.669 | 22.054 | 31.876 | 0 | 0 | 0 | 25.6579
5 | 8 | 20 | 0 | 0 | 22.2 | 2.6 | 0 | 22.2 | 0 | 0 | 0 | 0 | 0
5 | 8 | 21 | 0 | 0 | 21.7 | 1.5 | 0 | 21.7 | 0 | 0 | 0 | 0 | 0
5 | 8 | 22 | 0 | 0 | 21.1 | 2.6 | 0 | 21.1 | 0 | 0 | 0 | 0 | 0
5 | 8 | 23 | 0 | 0 | 20 | 2.1 | 0 | 20 | 0 | 0 | 0 | 0 | 0
5 | 9 | 0 | 0 | 0 | 18.9 | 2.1 | 0 | 18.9 | 0 | 0 | 0 | 0 | 0
5 | 9 | 1 | 0 | 0 | 18.3 | 3.1 | 0 | 18.3 | 0 | 0 | 0 | 0 | 0
5 | 9 | 2 | 0 | 0 | 17.2 | 2.6 | 0 | 17.2 | 0 | 0 | 0 | 0 | 0
5 | 9 | 3 | 0 | 0 | 16.7 | 2.1 | 0 | 16.7 | 0 | 0 | 0 | 0 | 0
5 | 9 | 4 | 0 | 0 | 16.7 | 1.5 | 0 | 16.7 | 0 | 0 | 0 | 0 | 0
5 | 9 | 5 | 32 | 11 | 15.6 | 2.1 | 9.255 | 13.918 | 82.682 | 25.527 | 0 | 0 | 0
5 | 9 | 6 | 422 | 45 | 17.2 | 3.6 | 46.996 | 16.731 | 336.827 | 274.92 | 2740.665 | 2261.8636 | 2060.06
5 | 9 | 7 | 674 | 74 | 19.4 | 4.6 | 257.279 | 23.421 | 1940.88 | 1843.897 | 4691.2588 | 3935.4078 | 3479.7324
5 | 9 | 8 | 797 | 100 | 22.8 | 6.7 | 508.033 | 30.468 | 4146.014 | 3986.499 | 6915.5077 | 5836.7999 | 4992.9237
5 | 9 | 9 | 865 | 120 | 23.9 | 4.6 | 736.443 | 38.505 | 5985.302 | 5760.952 | 9359.59 | 8092.2601 | 6540.806
5 | 9 | 10 | 903 | 133 | 26.1 | 5.2 | 906.601 | 43.284 | 7283.827 | 7006.759 | 11370.3254 | 9905.9393 | 7802.061
5 | 9 | 11 | 856 | 138 | 27.8 | 3.6 | 948.179 | 49.018 | 7465.478 | 7180.577 | 11514.1674 | 10015.9029 | 7933.004
5 | 9 | 12 | 847 | 165 | 28.3 | 3.1 | 998.605 | 51.704 | 7783.595 | 7484.707 | 11052.0129 | 9620.5236 | 7824.6999
5 | 9 | 13 | 893 | 124 | 29.4 | 4.1 | 958.702 | 50.078 | 7516.671 | 7229.542 | 11792.5954 | 10272.4739 | 8000.822
5 | 9 | 14 | 901 | 131 | 30 | 5.2 | 881.152 | 47.071 | 6974.756 | 6710.757 | 12053.5551 | 10499.7724 | 8212.0951
5 | 9 | 15 | 806 | 124 | 30 | 3.1 | 670.47 | 46.051 | 5285.922 | 5087.583 | 9932.7653 | 8639.1908 | 6865.7228
5 | 9 | 16 | 784 | 96 | 30.6 | 3.6 | 463.649 | 41.021 | 3604.382 | 3461.762 | 8180.5668 | 7027.4721 | 5667.379
5 | 9 | 17 | 639 | 69 | 30 | 0 | 211.582 | 40.298 | 1441.672 | 1356.545 | 5310.6022 | 4468.7185 | 3788.0591
5 | 9 | 18 | 346 | 39 | 30 | 2.6 | 30.473 | 29.978 | 257.503 | 197.102 | 2330.5408 | 1941.2839 | 1750.5469
5 | 9 | 19 | 9 | 4 | 28.3 | 0 | 3.669 | 25.767 | 31.466 | 0 | 59.2853 | 49.1103 | 63.9254
5 | 9 | 20 | 0 | 0 | 27.2 | 2.1 | 0 | 27.2 | 0 | 0 | 0 | 0 | 0
5 | 9 | 21 | 0 | 0 | 25.6 | 0 | 0 | 25.6 | 0 | 0 | 0 | 0 | 0
5 | 9 | 22 | 0 | 0 | 23.3 | 2.1 | 0 | 23.3 | 0 | 0 | 0 | 0 | 0
5 | 9 | 23 | 0 | 0 | 23.3 | 1 | 0 | 23.3 | 0 | 0 | 0 | 0 | 0
5 | 10 | 0 | 0 | 0 | 22.2 | 2.6 | 0 | 22.2 | 0 | 0 | 0 | 0 | 0
5 | 10 | 1 | 0 | 0 | 21.1 | 2.1 | 0 | 21.1 | 0 | 0 | 0 | 0 | 0
5 | 10 | 2 | 0 | 0 | 20.6 | 3.1 | 0 | 20.6 | 0 | 0 | 0 | 0 | 0
5 | 10 | 3 | 0 | 0 | 18.3 | 2.1 | 0 | 18.3 | 0 | 0 | 0 | 0 | 0
5 | 10 | 4 | 0 | 0 | 18.3 | 2.1 | 0 | 18.3 | 0 | 0 | 0 | 0 | 0
5 | 10 | 5 | 59 | 12 | 17.8 | 3.1 | 9.397 | 16.389 | 83.249 | 26.083 | 0 | 0 | 0
5 | 10 | 6 | 503 | 39 | 20 | 6.7 | 44.097 | 19.682 | 292.679 | 231.613 | 3261.4488 | 2690.5107 | 2358.6026
5 | 10 | 7 | 737 | 62 | 22.8 | 4.6 | 264.913 | 27.029 | 1955.3 | 1857.963 | 5124.6623 | 4298.1713 | 3680.2186
5 | 10 | 8 | 845 | 83 | 23.9 | 3.6 | 514.851 | 34.581 | 4133.156 | 3974.053 | 7327.7294 | 6184.3212 | 5139.522
5 | 10 | 9 | 901 | 99 | 27.8 | 4.1 | 737.047 | 43.113 | 5886.541 | 5665.964 | 9744.3161 | 8424.1813 | 6637.196
5 | 10 | 10 | 892 | 174 | 28.9 | 3.6 | 942.684 | 49.641 | 7394.232 | 7112.417 | 11228.4875 | 9782.1743 | 7989.6159
5 | 10 | 11 | 899 | 204 | 31.1 | 2.6 | 1060.55 | 57.022 | 8094.967 | 7782.053 | 12092.324 | 10518.8867 | 8726.0358
5 | 10 | 12 | 908 | 209 | 32.2 | 1.5 | 1098.314 | 63.23 | 8179.796 | 7863.004 | 11837.2087 | 10304.0339 | 8596.2865
5 | 10 | 13 | 903 | 201 | 34.4 | 3.6 | 1049.802 | 57.901 | 7984.137 | 7676.253 | 11919.3986 | 10382.5125 | 8592.3863
5 | 10 | 14 | 877 | 203 | 33.9 | 3.1 | 934.915 | 55.976 | 7151.664 | 6880.225 | 11731.3485 | 10219.2741 | 8496.9513
5 | 10 | 15 | 896 | 105 | 34.4 | 2.6 | 708.283 | 52.294 | 5448.913 | 5244.661 | 11036.6354 | 9599.0356 | 7409.8302
5 | 10 | 16 | 851 | 80 | 34.4 | 2.1 | 478.62 | 47.31 | 3625.145 | 3481.895 | 8873.1798 | 7621.542 | 5987.0555
5 | 10 | 17 | 723 | 57 | 33.9 | 2.1 | 221.21 | 39.75 | 1485.907 | 1399.764 | 6003.5903 | 5051.7773 | 4144.7041
5 | 10 | 18 | 431 | 34 | 33.3 | 4.1 | 26.272 | 33.251 | 219.416 | 159.731 | 2899.4533 | 2414.4558 | 2084.8526
5 | 10 | 19 | 23 | 5 | 31.7 | 3.1 | 4.586 | 30.658 | 38.658 | 0 | 151.2484 | 125.2346 | 129.7205
5 | 10 | 20 | 0 | 0 | 28.3 | 2.6 | 0 | 28.3 | 0 | 0 | 0 | 0 | 0
5 | 10 | 21 | 0 | 0 | 27.8 | 0 | 0 | 27.8 | 0 | 0 | 0 | 0 | 0
5 | 10 | 22 | 0 | 0 | 27.8 | 0 | 0 | 27.8 | 0 | 0 | 0 | 0 | 0
5 | 10 | 23 | 0 | 0 | 26.1 | 2.1 | 0 | 26.1 | 0 | 0 | 0 | 0 | 0
5 | 11 | 0 | 0 | 0 | 24.4 | 2.1 | 0 | 24.4 | 0 | 0 | 0 | 0 | 0
5 | 11 | 1 | 0 | 0 | 23.3 | 1.5 | 0 | 23.3 | 0 | 0 | 0 | 0 | 0
5 | 11 | 2 | 0 | 0 | 22.8 | 2.1 | 0 | 22.8 | 0 | 0 | 0 | 0 | 0
5 | 11 | 3 | 0 | 0 | 21.7 | 1.5 | 0 | 21.7 | 0 | 0 | 0 | 0 | 0
5 | 11 | 4 | 0 | 0 | 20.6 | 4.1 | 0 | 20.6 | 0 | 0 | 0 | 0 | 0
5 | 11 | 5 | 10 | 12 | 20 | 2.6 | 10.859 | 18.596 | 95.48 | 38.091 | 0 | 0 | 0
5 | 11 | 6 | 304 | 58 | 21.1 | 3.6 | 53.587 | 20.87 | 411.023 | 347.686 | 1968.007 | 1622.8081 | 1643.9314
5 | 11 | 7 | 580 | 100 | 23.9 | 4.6 | 254.657 | 27.957 | 1926.578 | 1829.947 | 4028.8333 | 3378.4092 | 3224.3139
5 | 11 | 8 | 718 | 136 | 26.7 | 4.1 | 500.395 | 36.613 | 4004.906 | 3849.888 | 6222.4898 | 5251.1774 | 4795.6596
5 | 11 | 9 | 792 | 163 | 28.3 | 3.6 | 726.275 | 44.011 | 5786.091 | 5569.319 | 8560.8998 | 7400.4101 | 6337.376
5 | 11 | 10 | 837 | 180 | 30 | 3.1 | 900.332 | 50.75 | 7032.096 | 6765.697 | 10532.7097 | 9175.8132 | 7606.5793
5 | 11 | 11 | 863 | 190 | 31.7 | 2.1 | 1011.977 | 57.912 | 7696.983 | 7401.937 | 11607.7516 | 10097.4498 | 8337.4606
5 | 11 | 12 | 864 | 193 | 33.9 | 3.1 | 1039.085 | 58.117 | 7898.467 | 7594.443 | 11253.6894 | 9796.2026 | 8134.4914
5 | 11 | 13 | 861 | 189 | 35 | 3.6 | 997.972 | 57.314 | 7607.441 | 7316.341 | 11360.1374 | 9894.9751 | 8172.0557
5 | 11 | 14 | 841 | 178 | 36.1 | 4.6 | 880.594 | 54.371 | 6778.083 | 6522.231 | 11248.6704 | 9798.9767 | 8036.0353
5 | 11 | 15 | 784 | 166 | 36.7 | 6.7 | 695.073 | 48.373 | 5434.605 | 5230.876 | 9652.5228 | 8394.9918 | 6975.7744
5 | 11 | 16 | 689 | 143 | 36.1 | 3.1 | 461.398 | 47.095 | 3523.304 | 3383.127 | 7178.9282 | 6165.5627 | 5364.444
5 | 11 | 17 | 462 | 118 | 35 | 4.1 | 211.821 | 39.373 | 1526.199 | 1439.124 | 3833.1549 | 3225.4069 | 3181.6345
5 | 11 | 18 | 155 | 62 | 34.4 | 3.1 | 48.289 | 34.916 | 400.874 | 337.734 | 1041.4524 | 866.9922 | 1068.9871
5 | 11 | 19 | 1 | 4 | 32.2 | 2.1 | 3.669 | 31.087 | 30.879 | 0 | 6.5648 | 5.4333 | 29.8823
5 | 11 | 20 | 0 | 0 | 31.7 | 2.1 | 0 | 31.7 | 0 | 0 | 0 | 0 | 0
5 | 11 | 21 | 0 | 0 | 28.9 | 2.1 | 0 | 28.9 | 0 | 0 | 0 | 0 | 0
5 | 11 | 22 | 0 | 0 | 28.3 | 1.5 | 0 | 28.3 | 0 | 0 | 0 | 0 | 0
5 | 11 | 23 | 0 | 0 | 26.7 | 2.6 | 0 | 26.7 | 0 | 0 | 0 | 0 | 0
5 | 12 | 0 | 0 | 0 | 23.9 | 3.1 | 0 | 23.9 | 0 | 0 | 0 | 0 | 0
5 | 12 | 1 | 0 | 0 | 24.4 | 1.5 | 0 | 24.4 | 0 | 0 | 0 | 0 | 0
5 | 12 | 2 | 0 | 0 | 23.3 | 1 | 0 | 23.3 | 0 | 0 | 0 | 0 | 0
5 | 12 | 3 | 0 | 0 | 21.1 | 2.1 | 0 | 21.1 | 0 | 0 | 0 | 0 | 0
5 | 12 | 4 | 0 | 0 | 20.6 | 2.6 | 0 | 20.6 | 0 | 0 | 0 | 0 | 0
5 | 12 | 5 | 25 | 14 | 20 | 1.5 | 12.195 | 18.35 | 107.32 | 49.714 | 0 | 0 | 0
5 | 12 | 6 | 392 | 51 | 21.7 | 2.1 | 51.205 | 21.355 | 373.184 | 310.578 | 2533.7368 | 2088.4363 | 1965.1382
5 | 12 | 7 | 647 | 84 | 24.4 | 3.1 | 258.091 | 29.16 | 1919.572 | 1823.113 | 4489.4697 | 3763.9072 | 3416.4927
5 | 12 | 8 | 781 | 113 | 27.2 | 2.6 | 510.459 | 38.897 | 4042.715 | 3886.498 | 6763.9207 | 5707.6723 | 4983.7821
5 | 12 | 9 | 844 | 135 | 29.4 | 2.6 | 733.397 | 46.937 | 5775.989 | 5559.598 | 9117.7306 | 7880.9749 | 6492.783
5 | 12 | 10 | 884 | 149 | 31.7 | 1.5 | 909.075 | 57.117 | 6925.727 | 6663.771 | 11120.1989 | 9687.3779 | 7756.6979
5 | 12 | 11 | 902 | 157 | 33.9 | 3.1 | 1004.855 | 57.178 | 7664.729 | 7371.108 | 12131.8506 | 10553.4727 | 8436.125
5 | 12 | 12 | 903 | 160 | 35.6 | 2.6 | 1031.719 | 60.851 | 7757.442 | 7459.717 | 11751.6787 | 10229.8957 | 8216.9459
5 | 12 | 13 | 900 | 156 | 36.1 | 2.6 | 990.849 | 60.493 | 7458.039 | 7173.461 | 11869.7604 | 10338.4793 | 8261.5256
5 | 12 | 14 | 874 | 147 | 37.8 | 4.1 | 876.697 | 56.673 | 6686.559 | 6434.452 | 11688.8705 | 10182.6194 | 8096.7583
5 | 12 | 15 | 836 | 131 | 38.3 | 5.2 | 694.121 | 51.884 | 5350.552 | 5149.879 | 10287.9823 | 8947.4385 | 7128.3213
5 | 12 | 16 | 766 | 108 | 37.8 | 5.2 | 464.525 | 46.828 | 3535.801 | 3395.249 | 7975.6991 | 6849.0956 | 5621.8596
5 | 12 | 17 | 640 | 78 | 39.4 | 7.2 | 218.79 | 42.734 | 1485.755 | 1399.615 | 5305.7707 | 4464.4976 | 3844.3358
5 | 12 | 18 | 325 | 43 | 37.2 | 6.7 | 33.689 | 37.318 | 277.238 | 216.464 | 2181.0792 | 1815.1891 | 1680.7627
5 | 12 | 19 | 8 | 6 | 35 | 5.7 | 5.503 | 34.323 | 45.782 | 0 | 52.4294 | 43.3734 | 72.3229
5 | 12 | 20 | 0 | 0 | 33.3 | 6.7 | 0 | 33.3 | 0 | 0 | 0 | 0 | 0
5 | 12 | 21 | 0 | 0 | 32.8 | 8.2 | 0 | 32.8 | 0 | 0 | 0 | 0 | 0
5 | 12 | 22 | 0 | 0 | 32.2 | 8.8 | 0 | 32.2 | 0 | 0 | 0 | 0 | 0
5 | 12 | 23 | 0 | 0 | 31.1 | 9.3 | 0 | 31.1 | 0 | 0 | 0 | 0 | 0
5 | 13 | 0 | 0 | 0 | 31.1 | 9.3 | 0 | 31.1 | 0 | 0 | 0 | 0 | 0
5 | 13 | 1 | 0 | 0 | 29.4 | 3.1 | 0 | 29.4 | 0 | 0 | 0 | 0 | 0
5 | 13 | 2 | 0 | 0 | 25.6 | 2.1 | 0 | 25.6 | 0 | 0 | 0 | 0 | 0
5 | 13 | 3 | 0 | 0 | 26.1 | 0 | 0 | 26.1 | 0 | 0 | 0 | 0 | 0
5 | 13 | 4 | 0 | 0 | 22.2 | 2.1 | 0 | 22.2 | 0 | 0 | 0 | 0 | 0
5 | 13 | 5 | 111 | 11 | 23.3 | 3.1 | 8.467 | 22.017 | 73.578 | 16.589 | 0 | 0 | 0
5 | 13 | 6 | 609 | 32 | 25 | 4.1 | 43.038 | 24.643 | 258.796 | 198.371 | 3930.316 | 3238.2432 | 2747.1211
5 | 13 | 7 | 815 | 51 | 27.2 | 4.6 | 276.778 | 31.755 | 1989.62 | 1891.434 | 5649.0372 | 4735.0621 | 3946.8224
5 | 13 | 8 | 908 | 69 | 29.4 | 4.6 | 530.994 | 39.545 | 4178.5 | 4017.939 | 7858.1878 | 6630.5449 | 5380.3162
5 | 13 | 9 | 963 | 83 | 31.7 | 3.1 | 761.718 | 48.972 | 5947.644 | 5724.736 | 10396.8968 | 8985.6725 | 6931.6696
5 | 13 | 10 | 997 | 92 | 32.8 | 3.1 | 941.616 | 54.448 | 7247.674 | 6972.152 | 12536.8628 | 10921.2089 | 8237.3228
5 | 13 | 11 | 1012 | 97 | 33.3 | 4.1 | 1049.638 | 55.599 | 8055.789 | 7744.658 | 13610.6946 | 11840.0765 | 8935.7476
5 | 13 | 12 | 1001 | 99 | 34.4 | 2.1 | 1067.188 | 62.141 | 7982.458 | 7674.65 | 13016.4164 | 11331.1489 | 8578.7144
5 | 13 | 13 | 1000 | 96 | 36.1 | 2.1 | 1024.896 | 62.838 | 7641.553 | 7348.953 | 13183.2831 | 11482.131 | 8659.543
5 | 13 | 14 | 988 | 90 | 35.6 | 2.6 | 907.886 | 58.158 | 6882.103 | 6621.958 | 13212.1421 | 11509.7951 | 8642.9733
5 | 13 | 15 | 957 | 80 | 36.7 | 3.6 | 721.301 | 53.029 | 5529.062 | 5321.869 | 11771.6849 | 10237.5676 | 7689.6464
5 | 13 | 16 | 914 | 66 | 36.7 | 5.7 | 492.005 | 45.744 | 3739.09 | 3592.361 | 9510.3258 | 8166.0701 | 6286.4944
5 | 13 | 17 | 799 | 48 | 36.7 | 3.6 | 231.094 | 41.815 | 1520.662 | 1433.716 | 6618.8492 | 5569.3369 | 4472.5012
5 | 13 | 18 | 537 | 28 | 35.6 | 3.1 | 23.239 | 35.626 | 192.426 | 133.246 | 3599.6054 | 2994.8999 | 2498.1471
5 | 13 | 19 | 51 | 7 | 33.9 | 2.1 | 6.42 | 32.858 | 53.696 | 0 | 333.672 | 275.9158 | 260.4323
5 | 13 | 20 | 0 | 0 | 32.2 | 1.5 | 0 | 32.2 | 0 | 0 | 0 | 0 | 0
5 | 13 | 21 | 0 | 0 | 30 | 3.6 | 0 | 30 | 0 | 0 | 0 | 0 | 0
5 | 13 | 22 | 0 | 0 | 28.3 | 3.1 | 0 | 28.3 | 0 | 0 | 0 | 0 | 0
5 | 13 | 23 | 0 | 0 | 26.7 | 3.6 | 0 | 26.7 | 0 | 0 | 0 | 0 | 0
5 | 14 | 0 | 0 | 0 | 25 | 4.1 | 0 | 25 | 0 | 0 | 0 | 0 | 0
5 | 14 | 1 | 0 | 0 | 23.3 | 4.1 | 0 | 23.3 | 0 | 0 | 0 | 0 | 0
5 | 14 | 2 | 0 | 0 | 22.8 | 3.6 | 0 | 22.8 | 0 | 0 | 0 | 0 | 0
5 | 14 | 3 | 0 | 0 | 22.2 | 4.1 | 0 | 22.2 | 0 | 0 | 0 | 0 | 0
5 | 14 | 4 | 0 | 0 | 21.7 | 4.1 | 0 | 21.7 | 0 | 0 | 0 | 0 | 0
5 | 14 | 5 | 66 | 13 | 20.6 | 3.6 | 10.17 | 19.355 | 89.192 | 31.918 | 0 | 0 | 0
5 | 14 | 6 | 512 | 41 | 22.2 | 3.6 | 45.784 | 21.816 | 303.348 | 242.079 | 3299.345 | 2717.285 | 2396.7106
5 | 14 | 7 | 743 | 65 | 26.7 | 4.6 | 268.008 | 31.071 | 1949.995 | 1852.788 | 5144.2139 | 4310.9621 | 3714.3884
5 | 14 | 8 | 850 | 87 | 28.9 | 4.1 | 518.554 | 39.225 | 4091.233 | 3933.472 | 7350.6644 | 6201.805 | 5180.7563
5 | 14 | 9 | 914 | 103 | 31.1 | 4.6 | 746.054 | 45.981 | 5893.186 | 5672.356 | 9861.4439 | 8521.93 | 6736.4872
5 | 14 | 10 | 948 | 115 | 33.9 | 4.6 | 921.324 | 52.574 | 7143.59 | 6872.493 | 11915.8135 | 10379.8864 | 8013.2588
5 | 14 | 11 | 965 | 121 | 35.6 | 2.6 | 1027.402 | 60.57 | 7731.502 | 7434.928 | 12977.8416 | 11289.734 | 8710.7936
5 | 14 | 12 | 975 | 123 | 37.8 | 1.5 | 1063.743 | 67.569 | 7782.904 | 7484.046 | 12668.4157 | 11028.5409 | 8527.3912
5 | 14 | 13 | 969 | 120 | 39.4 | 5.2 | 1018.122 | 59.243 | 7701.14 | 7405.911 | 12769.577 | 11121.4212 | 8568.2763
5 | 14 | 14 | 950 | 113 | 39.4 | 5.2 | 897.923 | 56.971 | 6838.885 | 6580.528 | 12702.6562 | 11066.1413 | 8486.4461
5 | 14 | 15 | 908 | 101 | 40.6 | 5.7 | 708.361 | 53.804 | 5415.356 | 5212.329 | 11163.9901 | 9708.8504 | 7460.4593
5 | 14 | 16 | 848 | 83 | 40 | 6.2 | 476.99 | 48.398 | 3595.84 | 3453.478 | 8817.8862 | 7570.7237 | 5973.9615
5 | 14 | 17 | 727 | 60 | 39.4 | 5.7 | 223.483 | 43.385 | 1481.702 | 1395.656 | 6017.9841 | 5063.721 | 4173.8625
5 | 14 | 18 | 446 | 36 | 38.3 | 4.1 | 27.741 | 38.461 | 227.331 | 167.497 | 2986.2142 | 2483.8645 | 2154.8167
5 | 14 | 19 | 27 | 6 | 34.4 | 3.1 | 5.503 | 33.489 | 45.921 | 0 | 176.3529 | 145.763 | 152.3973
5 | 14 | 20 | 0 | 0 | 32.8 | 3.1 | 0 | 32.8 | 0 | 0 | 0 | 0 | 0
5 | 14 | 21 | 0 | 0 | 32.2 | 1.5 | 0 | 32.2 | 0 | 0 | 0 | 0 | 0
5 | 14 | 22 | 0 | 0 | 32.2 | 3.1 | 0 | 32.2 | 0 | 0 | 0 | 0 | 0
5 | 14 | 23 | 0 | 0 | 30 | 2.1 | 0 | 30 | 0 | 0 | 0 | 0 | 0
5 | 15 | 0 | 0 | 0 | 29.4 | 0 | 0 | 29.4 | 0 | 0 | 0 | 0 | 0
5 | 15 | 1 | 0 | 0 | 25.6 | 3.6 | 0 | 25.6 | 0 | 0 | 0 | 0 | 0
5 | 15 | 2 | 0 | 0 | 24.4 | 4.1 | 0 | 24.4 | 0 | 0 | 0 | 0 | 0
5 | 15 | 3 | 0 | 0 | 23.3 | 4.1 | 0 | 23.3 | 0 | 0 | 0 | 0 | 0
5 | 15 | 4 | 0 | 0 | 23.3 | 4.6 | 0 | 23.3 | 0 | 0 | 0 | 0 | 0
5 | 15 | 5 | 42 | 14 | 22.8 | 4.6 | 11.683 | 21.769 | 101.608 | 44.107 | 0 | 0 | 0
5 | 15 | 6 | 439 | 49 | 23.3 | 4.1 | 50.426 | 23.068 | 355.898 | 293.625 | 2824.7706 | 2325.517 | 2140.9724
5 | 15 | 7 | 691 | 79 | 27.2 | 4.6 | 264.378 | 31.516 | 1937.461 | 1840.562 | 4778.6993 | 4003.7366 | 3571.0748
5 | 15 | 8 | 808 | 106 | 29.4 | 5.2 | 515.187 | 38.561 | 4080.427 | 3923.011 | 6981.8883 | 5890.1677 | 5074.7305
5 | 15 | 9 | 877 | 126 | 31.7 | 4.1 | 744.552 | 47.135 | 5857.337 | 5637.87 | 9455.7325 | 8170.3427 | 6640.8627
5 | 15 | 10 | 909 | 139 | 33.9 | 3.6 | 909.774 | 53.864 | 7019.012 | 6753.162 | 11420.6166 | 9948.1981 | 7872.3962
5 | 15 | 11 | 930 | 147 | 36.1 | 2.1 | 1017.588 | 62.281 | 7605.267 | 7314.262 | 12506.324 | 10879.7538 | 8597.4402
5 | 15 | 12 | 933 | 149 | 37.2 | 3.1 | 1046.083 | 61.474 | 7845.558 | 7543.905 | 12113.669 | 10545.9584 | 8363.6674
5 | 15 | 13 | 929 | 146 | 38.3 | 4.1 | 1004.228 | 59.774 | 7580.031 | 7290.133 | 12237.7758 | 10657.9035 | 8418.5477
5 | 15 | 14 | 908 | 137 | 39.4 | 6.2 | 884.966 | 55.049 | 6791.622 | 6535.213 | 12139.7881 | 10575.9642 | 8304.1174
5 | 15 | 15 | 868 | 122 | 39.4 | 6.7 | 703.702 | 51.275 | 5434.725 | 5230.992 | 10667.555 | 9276.9251 | 7298.9028
5 | 15 | 16 | 790 | 101 | 39.4 | 6.2 | 466.989 | 47.607 | 3538.756 | 3398.115 | 8209.6761 | 7047.8422 | 5719.8216
5 | 15 | 17 | 668 | 73 | 38.9 | 6.2 | 219.623 | 42.582 | 1480.634 | 1394.612 | 5525.7129 | 4649.4922 | 3949.9613
5 | 15 | 18 | 368 | 42 | 37.8 | 5.7 | 32.626 | 37.955 | 267.864 | 207.268 | 2461.235 | 2046.6441 | 1855.4393
5 | 15 | 19 | 14 | 7 | 35.6 | 5.2 | 6.42 | 34.922 | 53.297 | 0 | 91.2895 | 75.4214 | 103.8382
5 | 15 | 20 | 0 | 0 | 31.7 | 3.1 | 0 | 31.7 | 0 | 0 | 0 | 0 | 0
5 | 15 | 21 | 0 | 0 | 31.1 | 4.1 | 0 | 31.1 | 0 | 0 | 0 | 0 | 0
5 | 15 | 22 | 0 | 0 | 30.6 | 4.6 | 0 | 30.6 | 0 | 0 | 0 | 0 | 0
5 | 15 | 23 | 0 | 0 | 29.4 | 3.1 | 0 | 29.4 | 0 | 0 | 0 | 0 | 0
5 | 16 | 0 | 0 | 0 | 28.3 | 4.1 | 0 | 28.3 | 0 | 0 | 0 | 0 | 0
5 | 16 | 1 | 0 | 0 | 27.8 | 2.1 | 0 | 27.8 | 0 | 0 | 0 | 0 | 0
5 | 16 | 2 | 0 | 0 | 25.6 | 2.6 | 0 | 25.6 | 0 | 0 | 0 | 0 | 0
5 | 16 | 3 | 0 | 0 | 23.9 | 2.1 | 0 | 23.9 | 0 | 0 | 0 | 0 | 0
5 | 16 | 4 | 0 | 0 | 23.3 | 4.6 | 0 | 23.3 | 0 | 0 | 0 | 0 | 0
5 | 16 | 5 | 15 | 14 | 22.2 | 5.2 | 12.238 | 21.244 | 106.634 | 49.04 | 0 | 0 | 0
5 | 16 | 6 | 328 | 60 | 23.9 | 6.2 | 55.462 | 23.832 | 419.028 | 355.536 | 2107.4981 | 1734.3468 | 1747.2851
5 | 16 | 7 | 591 | 101 | 26.1 | 5.2 | 256.615 | 29.975 | 1923.648 | 1827.089 | 4082.3426 | 3419.5 | 3267.2113
5 | 16 | 8 | 727 | 136 | 29.4 | 4.6 | 501.25 | 38.912 | 3974.698 | 3820.634 | 6276.7278 | 5294.8054 | 4830.1528
5 | 16 | 9 | 799 | 162 | 31.1 | 3.1 | 723.486 | 47.474 | 5686.99 | 5473.938 | 8608.5252 | 7437.3568 | 6360.8311
5 | 16 | 10 | 844 | 180 | 33.3 | 3.1 | 899.852 | 53.957 | 6940.665 | 6678.087 | 10599.065 | 9232.2449 | 7646.6448
5 | 16 | 11 | 863 | 190 | 35 | 3.6 | 1004.686 | 57.19 | 7662.843 | 7369.305 | 11604.4715 | 10095.4116 | 8335.6315
5 | 16 | 12 | 871 | 192 | 36.1 | 5.7 | 1037.3 | 55.17 | 7976.515 | 7668.975 | 11300.7029 | 9838.5527 | 8156.446
5 | 16 | 13 | 867 | 189 | 37.2 | 4.6 | 996.354 | 57.738 | 7581.819 | 7291.843 | 11416.8063 | 9942.6028 | 8206.5264
5 | 16 | 14 | 842 | 177 | 38.3 | 6.2 | 874.288 | 53.741 | 6744.977 | 6490.483 | 11256.1939 | 9806.3518 | 8033.4965
5 | 16 | 15 | 791 | 158 | 38.3 | 5.2 | 687.057 | 51.749 | 5300.109 | 5101.26 | 9717.1389 | 8450.2382 | 6961.5485
5 | 16 | 16 | 707 | 130 | 37.8 | 6.7 | 454.303 | 45.356 | 3484.266 | 3345.257 | 7342.7732 | 6303.0332 | 5379.6659
5 | 16 | 17 | 556 | 93 | 37.2 | 7.2 | 211.951 | 40.357 | 1479.743 | 1393.742 | 4596.1773 | 3867.3468 | 3497.2262
5 | 16 | 18 | 254 | 51 | 36.1 | 5.7 | 38.818 | 36.303 | 320.632 | 259.033 | 1696.9636 | 1410.7404 | 1421.0199
5 | 16 | 19 | 4 | 8 | 33.9 | 6.7 | 7.337 | 33.291 | 61.271 | 4.506 | 26.0395 | 21.5039 | 68.0651
5 | 16 | 20 | 0 | 0 | 31.7 | 5.2 | 0 | 31.7 | 0 | 0 | 0 | 0 | 0
5 | 16 | 21 | 0 | 0 | 30 | 6.7 | 0 | 30 | 0 | 0 | 0 | 0 | 0
5 | 16 | 22 | 0 | 0 | 29.4 | 5.2 | 0 | 29.4 | 0 | 0 | 0 | 0 | 0
5 | 16 | 23 | 0 | 0 | 28.9 | 5.2 | 0 | 28.9 | 0 | 0 | 0 | 0 | 0
5 | 17 | 0 | 0 | 0 | 28.9 | 5.2 | 0 | 28.9 | 0 | 0 | 0 | 0 | 0
5 | 17 | 1 | 0 | 0 | 27.8 | 4.1 | 0 | 27.8 | 0 | 0 | 0 | 0 | 0
5 | 17 | 2 | 0 | 0 | 24.4 | 0 | 0 | 24.4 | 0 | 0 | 0 | 0 | 0
5 | 17 | 3 | 0 | 0 | 25 | 2.6 | 0 | 25 | 0 | 0 | 0 | 0 | 0
5 | 17 | 4 | 0 | 0 | 23.3 | 3.6 | 0 | 23.3 | 0 | 0 | 0 | 0 | 0
5 | 17 | 5 | 7 | 15 | 22.2 | 3.1 | 13.415 | 21.009 | 116.977 | 59.193 | 0 | 0 | 0
5 | 17 | 6 | 250 | 67 | 23.9 | 5.2 | 58.633 | 23.88 | 460.822 | 396.516 | 1604.0661 | 1319.5541 | 1466.2931
5 | 17 | 7 | 510 | 118 | 26.1 | 3.6 | 246.888 | 30.437 | 1871.665 | 1776.377 | 3518.6182 | 2946.5888 | 3015.9221
5 | 17 | 8 | 655 | 161 | 28.3 | 3.1 | 487.561 | 38.842 | 3875.779 | 3724.818 | 5650.1735 | 4765.8381 | 4601.9041
5 | 17 | 9 | 735 | 194 | 30.6 | 3.1 | 709.813 | 46.648 | 5599.531 | 5389.734 | 7913.0069 | 6835.5492 | 6147.2113
5 | 17 | 10 | 785 | 214 | 32.2 | 2.6 | 885.601 | 53.628 | 6840.076 | 6581.67 | 9853.348 | 8582.3732 | 7420.253
5 | 17 | 11 | 813 | 226 | 33.3 | 2.6 | 997.768 | 57.613 | 7597.518 | 7306.853 | 10931.2369 | 9509.9526 | 8166.2558
5 | 17 | 12 | 817 | 230 | 35 | 2.6 | 1028.081 | 60.177 | 7750.776 | 7453.347 | 10593.0318 | 9222.7782 | 7979.8618
5 | 17 | 13 | 809 | 225 | 36.1 | 3.6 | 982.385 | 58.048 | 7466.537 | 7181.591 | 10649.208 | 9273.8397 | 7980.1974
5 | 17 | 14 | 780 | 211 | 37.2 | 5.2 | 858.593 | 53.965 | 6618.909 | 6369.554 | 10426.2565 | 9083.457 | 7755.458
5 | 17 | 15 | 732 | 188 | 37.8 | 4.1 | 675.598 | 52.43 | 5200.962 | 5005.669 | 8988.6707 | 7816.6018 | 6719.0439
5 | 17 | 16 | 642 | 154 | 36.7 | 3.6 | 445.999 | 46.789 | 3412.397 | 3275.525 | 6663.9166 | 5719.7958 | 5121.8632
5 | 17 | 17 | 479 | 108 | 37.2 | 3.6 | 205.364 | 41.677 | 1452.883 | 1367.499 | 3957.1551 | 3329.6542 | 3194.168
5 | 17 | 18 | 166 | 54 | 36.7 | 3.6 | 42.743 | 37.117 | 352.001 | 289.802 | 1107.8871 | 920.786 | 1060.7937
5 | 17 | 19 | 0 | 1 | 34.4 | 11.8 | 0.917 | 33.908 | 7.642 | 0 | 0 | 0 | 6.4028
5 | 17 | 20 | 0 | 0 | 30 | 7.7 | 0 | 30 | 0 | 0 | 0 | 0 | 0
5 | 17 | 21 | 0 | 0 | 29.4 | 7.2 | 0 | 29.4 | 0 | 0 | 0 | 0 | 0
5 | 17 | 22 | 0 | 0 | 28.9 | 6.7 | 0 | 28.9 | 0 | 0 | 0 | 0 | 0
5 | 17 | 23 | 0 | 0 | 28.3 | 7.7 | 0 | 28.3 | 0 | 0 | 0 | 0 | 0
5 | 18 | 0 | 0 | 0 | 27.8 | 4.1 | 0 | 27.8 | 0 | 0 | 0 | 0 | 0
5 | 18 | 1 | 0 | 0 | 27.2 | 2.1 | 0 | 27.2 | 0 | 0 | 0 | 0 | 0
5 | 18 | 2 | 0 | 0 | 27.2 | 1 | 0 | 27.2 | 0 | 0 | 0 | 0 | 0
5 | 18 | 3 | 0 | 0 | 27.2 | 1.5 | 0 | 27.2 | 0 | 0 | 0 | 0 | 0
5 | 18 | 4 | 0 | 0 | 27.2 | 0 | 0 | 27.2 | 0 | 0 | 0 | 0 | 0
5 | 18 | 5 | 14 | 22 | 26.1 | 2.6 | 18.72 | 25.072 | 160.952 | 102.357 | 0 | 0 | 0
5 | 18 | 6 | 265 | 86 | 27.2 | 2.1 | 74.58 | 27.673 | 588.209 | 521.384 | 1697.9767 | 1396.2934 | 1648.4959
5 | 18 | 7 | 289 | 163 | 28.9 | 4.6 | 223.451 | 32.465 | 1752.515 | 1660.105 | 1991.4543 | 1667.2817 | 2327.2467
5 | 18 | 8 | 293 | 269 | 30.6 | 4.1 | 395.97 | 38.295 | 3195.544 | 3065.014 | 2525.1939 | 2129.7668 | 3353.0918
5 | 18 | 9 | 560 | 250 | 32.2 | 4.6 | 636.572 | 44.708 | 5064.161 | 4873.722 | 6024.223 | 5203.2211 | 5360.9912
5 | 18 | 10 | 508 | 368 | 33.9 | 4.6 | 793.821 | 49.915 | 6222.927 | 5989.359 | 6373.1927 | 5550.8999 | 6332.761
5 | 18 | 11 | 267 | 444 | 33.9 | 6.2 | 687.117 | 45.845 | 5476.73 | 5271.46 | 3589.6379 | 3122.9941 | 5152.3856
5 | 18 | 12 | 500 | 433 | 34.4 | 4.6 | 915.618 | 52.86 | 7105.067 | 6835.598 | 6478.8445 | 5640.9817 | 6833.5454
5 | 18 | 13 | 641 | 342 | 36.1 | 2.6 | 937.2 | 59.047 | 7095.629 | 6826.558 | 8434.791 | 7345.2071 | 7415.0751
5 | 18 | 14 | 319 | 447 | 35.6 | 3.1 | 693.331 | 52.202 | 5388.141 | 5186.104 | 4263.6265 | 3714.57 | 5581.5183
5 | 18 | 15 | 650 | 240 | 36.7 | 3.1 | 668.061 | 52.227 | 5151.933 | 4958.387 | 7978.5949 | 6938.115 | 6452.2555
5 | 18 | 16 | 464 | 191 | 36.7 | 3.6 | 394.181 | 45.671 | 3049.647 | 2923.294 | 4813.6994 | 4131.3657 | 4230.0148
5 | 18 | 17 | 511 | 132 | 35.6 | 8.2 | 233.013 | 38.707 | 1681.047 | 1590.342 | 4219.0048 | 3549.9831 | 3516.0625
5 | 18 | 18 | 0 | 70 | 31.7 | 7.2 | 57.714 | 32.061 | 484.075 | 419.313 | 0 | 0 | 449.5465
5 | 18 | 19 | 0 | 2 | 30 | 4.1 | 1.834 | 28.998 | 15.555 | 0 | 0 | 0 | 12.8031
5 | 18 | 20 | 0 | 0 | 23.9 | 11.8 | 0 | 23.9 | 0 | 0 | 0 | 0 | 0
5 | 18 | 21 | 0 | 0 | 22.8 | 6.7 | 0 | 22.8 | 0 | 0 | 0 | 0 | 0
5 | 18 | 22 | 0 | 0 | 23.3 | 4.6 | 0 | 23.3 | 0 | 0 | 0 | 0 | 0
5 | 18 | 23 | 0 | 0 | 23.3 | 5.7 | 0 | 23.3 | 0 | 0 | 0 | 0 | 0
5 | 19 | 0 | 0 | 0 | 22.8 | 7.7 | 0 | 22.8 | 0 | 0 | 0 | 0 | 0
5 | 19 | 1 | 0 | 0 | 22.2 | 7.7 | 0 | 22.2 | 0 | 0 | 0 | 0 | 0
5 | 19 | 2 | 0 | 0 | 22.2 | 3.6 | 0 | 22.2 | 0 | 0 | 0 | 0 | 0
5 | 19 | 3 | 0 | 0 | 22.2 | 1 | 0 | 22.2 | 0 | 0 | 0 | 0 | 0
5 | 19 | 4 | 0 | 0 | 22.2 | 2.1 | 0 | 22.2 | 0 | 0 | 0 | 0 | 0
5 | 19 | 5 | 0 | 13 | 22.8 | 2.1 | 11.544 | 21.387 | 100.536 | 43.054 | 0 | 0 | 0
5 | 19 | 6 | 5 | 87 | 23.3 | 3.6 | 72.325 | 23.55 | 624.258 | 556.71 | 31.9944 | 26.3005 | 576.6453
5 | 19 | 7 | 6 | 162 | 22.8 | 3.1 | 143.302 | 24.883 | 1230.361 | 1149.997 | 41.2939 | 34.5631 | 1070.4114
5 | 19 | 8 | 5 | 228 | 23.9 | 3.1 | 205.728 | 27.651 | 1751.935 | 1659.539 | 43.0516 | 36.3066 | 1526.8943
5 | 19 | 9 | 4 | 315 | 24.4 | 2.6 | 286.998 | 30.55 | 2419.987 | 2310.827 | 42.9951 | 37.1302 | 2122.9323
5 | 19 | 10 | 3 | 378 | 26.1 | 3.6 | 346.851 | 33.145 | 2897.83 | 2775.745 | 37.617 | 32.7622 | 2547.4495
5 | 19 | 11 | 1 | 422 | 26.7 | 4.1 | 387.987 | 34.428 | 3226.573 | 3095.146 | 13.443 | 11.6958 | 2827.768
5 | 19 | 12 | 0 | 545 | 27.2 | 3.1 | 504.195 | 38.443 | 4132.066 | 3972.998 | 0 | 0 | 3640.9598
5 | 19 | 13 | 98 | 611 | 28.9 | 4.6 | 671.474 | 42.246 | 5425.482 | 5222.085 | 1289.1215 | 1122.5653 | 4866.2489
5 | 19 | 14 | 46 | 434 | 28.9 | 3.1 | 442.801 | 39.404 | 3615.065 | 3472.121 | 614.7542 | 535.596 | 3273.8898
5 | 19 | 15 | 594 | 325 | 29.4 | 1.5 | 705.079 | 48.767 | 5516.586 | 5309.853 | 7288.445 | 6337.8667 | 6600.2691
5 | 19 | 16 | 228 | 269 | 30.6 | 2.6 | 348.019 | 39.587 | 2792.302 | 2673.139 | 2364.1524 | 2028.8789 | 3241.9607
5 | 19 | 17 | 374 | 132 | 31.1 | 2.1 | 201.638 | 36.008 | 1499.652 | 1413.191 | 3086.1623 | 2596.783 | 2804.3537
5 | 19 | 18 | 103 | 59 | 30.6 | 4.1 | 47.937 | 30.892 | 403.758 | 340.562 | 686.0721 | 569.9289 | 821.1161
5 | 19 | 19 | 2 | 6 | 30 | 5.7 | 5.503 | 29.204 | 46.63 | 0 | 12.9565 | 10.6859 | 46.7804
5 | 19 | 20 | 0 | 0 | 29.4 | 4.1 | 0 | 29.4 | 0 | 0 | 0 | 0 | 0
5 | 19 | 21 | 0 | 0 | 28.3 | 4.1 | 0 | 28.3 | 0 | 0 | 0 | 0 | 0
5 | 19 | 22 | 0 | 0 | 26.7 | 3.6 | 0 | 26.7 | 0 | 0 | 0 | 0 | 0
5 | 19 | 23 | 0 | 0 | 27.2 | 8.2 | 0 | 27.2 | 0 | 0 | 0 | 0 | 0
5 | 20 | 0 | 0 | 0 | 24.4 | 4.6 | 0 | 24.4 | 0 | 0 | 0 | 0 | 0
5 | 20 | 1 | 0 | 0 | 25.6 | 5.2 | 0 | 25.6 | 0 | 0 | 0 | 0 | 0
5 | 20 | 2 | 0 | 0 | 23.3 | 2.1 | 0 | 23.3 | 0 | 0 | 0 | 0 | 0
5 | 20 | 3 | 0 | 0 | 23.3 | 2.6 | 0 | 23.3 | 0 | 0 | 0 | 0 | 0
5 | 20 | 4 | 0 | 0 | 23.3 | 3.6 | 0 | 23.3 | 0 | 0 | 0 | 0 | 0
5 | 20 | 5 | 3 | 17 | 23.3 | 2.1 | 15.076 | 22.011 | 131.01 | 72.968 | 0 | 0 | 0
5 | 20 | 6 | 90 | 68 | 23.3 | 6.2 | 58.403 | 23.275 | 489.306 | 424.442 | 575.1503 | 472.6272 | 806.7041
5 | 20 | 7 | 188 | 211 | 25 | 4.6 | 233.69 | 28.659 | 1905.337 | 1809.227 | 1292.2502 | 1081.3328 | 2188.3416
5 | 20 | 8 | 294 | 298 | 27.2 | 4.6 | 421.148 | 35.019 | 3442.329 | 3304.569 | 2528.9838 | 2132.557 | 3546.1215
5 | 20 | 9 | 339 | 374 | 28.3 | 4.1 | 590.16 | 40.403 | 4781.332 | 4600.725 | 3640.7689 | 3143.6608 | 4723.6772
5 | 20 | 10 | 182 | 490 | 30 | 3.1 | 619.216 | 44.271 | 4962.826 | 4775.941 | 2280.8436 | 1986.3895 | 4659.3252
5 | 20 | 11 | 614 | 380 | 31.7 | 3.6 | 954.272 | 52.39 | 7416.819 | 7134.028 | 8253.1287 | 7180.6758 | 7564.5151
5 | 20 | 12 | 690 | 300 | 33.9 | 3.6 | 968.729 | 55.481 | 7440.235 | 7156.431 | 8930.8581 | 7776.4271 | 7436.4501
5 | 20 | 13 | 586 | 421 | 33.9 | 3.6 | 957.789 | 55.283 | 7360.251 | 7079.901 | 7705.8495 | 6710.0682 | 7499.5488
5 | 20 | 14 | 498 | 379 | 34.4 | 4.6 | 779.62 | 50.667 | 6091.499 | 5863.053 | 6654.7092 | 5797.9037 | 6582.3337
5 | 20 | 15 | 600 | 290 | 32.2 | 5.2 | 677.114 | 45.224 | 5367.112 | 5165.839 | 7359.3973 | 6399.4725 | 6409.6947
5 | 20 | 16 | 369 | 236 | 33.9 | 3.1 | 386.433 | 43.169 | 3035.415 | 2909.465 | 3824.374 | 3281.7786 | 3920.7716
5 | 20 | 17 | 266 | 161 | 33.3 | 1.5 | 200.317 | 38.927 | 1520.79 | 1433.84 | 2193.8343 | 1845.9573 | 2433.8377
5 | 20 | 18 | 65 | 71 | 31.7 | 4.1 | 55.904 | 32.191 | 468.673 | 404.213 | 432.5573 | 359.2478 | 734.7416
5 | 20 | 19 | 1 | 6 | 30 | 6.2 | 5.503 | 29.252 | 46.622 | 0 | 6.468 | 5.3322 | 42.5773
5 | 20 | 20 | 0 | 0 | 28.3 | 2.1 | 0 | 28.3 | 0 | 0 | 0 | 0 | 0
5 | 20 | 21 | 0 | 0 | 28.3 | 0 | 0 | 28.3 | 0 | 0 | 0 | 0 | 0
5 | 20 | 22 | 0 | 0 | 27.8 | 2.1 | 0 | 27.8 | 0 | 0 | 0 | 0 | 0
5 | 20 | 23 | 0 | 0 | 27.2 | 2.1 | 0 | 27.2 | 0 | 0 | 0 | 0 | 0
5 | 21 | 0 | 0 | 0 | 25 | 4.1 | 0 | 25 | 0 | 0 | 0 | 0 | 0
5 | 21 | 1 | 0 | 0 | 24.4 | 5.2 | 0 | 24.4 | 0 | 0 | 0 | 0 | 0
5 | 21 | 2 | 0 | 0 | 23.3 | 2.6 | 0 | 23.3 | 0 | 0 | 0 | 0 | 0
5 | 21 | 3 | 0 | 0 | 23.3 | 5.2 | 0 | 23.3 | 0 | 0 | 0 | 0 | 0
5 | 21 | 4 | 0 | 0 | 21.7 | 4.6 | 0 | 21.7 | 0 | 0 | 0 | 0 | 0
5 | 21 | 5 | 117 | 14 | 21.7 | 5.2 | 10.912 | 20.707 | 95.257 | 37.872 | 0 | 0 | 0
5 | 21 | 6 | 584 | 35 | 22.2 | 5.2 | 43.734 | 21.855 | 277.054 | 216.284 | 3727.3655 | 3061.9066 | 2636.1398
5 | 21 | 7 | 779 | 54 | 25.6 | 4.1 | 266.178 | 30.133 | 1923.292 | 1826.741 | 5347.7834 | 4473.7302 | 3778.6235
5 | 21 | 8 | 867 | 72 | 27.8 | 5.2 | 507.123 | 36.784 | 4026.815 | 3871.103 | 7450.4837 | 6281.9849 | 5145.846
5 | 21 | 9 | 927 | 86 | 31.1 | 4.1 | 731.048 | 46.249 | 5764.394 | 5548.439 | 9947.0959 | 8587.5861 | 6677.6746
5 | 21 | 10 | 953 | 95 | 32.2 | 5.7 | 897.188 | 48.387 | 7067.346 | 6799.467 | 11936.3002 | 10394.8563 | 7891.6256
5 | 21 | 11 | 973 | 101 | 33.9 | 4.1 | 1005.831 | 55.238 | 7729.573 | 7433.085 | 13077.1626 | 11378.2338 | 8637.8906
5 | 21 | 12 | 981 | 102 | 35 | 4.1 | 1039.471 | 57.169 | 7929.97 | 7624.53 | 12691.164 | 11051.0108 | 8400.9069
5 | 21 | 13 | 978 | 100 | 36.7 | 6.2 | 998.013 | 54.254 | 7697.827 | 7402.744 | 12856.4251 | 11194.7865 | 8487.5472
5 | 21 | 14 | 825 | 113 | 37.2 | 4.1 | 788.396 | 54.336 | 6066.041 | 5838.58 | 11023.278 | 9604.1406 | 7463.7116
5 | 21 | 15 | 814 | 143 | 35.6 | 4.1 | 683.301 | 50.266 | 5298.09 | 5099.313 | 9980.8063 | 8678.8426 | 7021.6185
5 | 21 | 16 | 818 | 68 | 37.8 | 6.2 | 445.804 | 45.582 | 3389.291 | 3253.102 | 8474.1251 | 7271.3395 | 5664.2228
5 | 21 | 17 | 712 | 57 | 36.1 | 3.6 | 215.958 | 40.779 | 1441.066 | 1355.953 | 5869.4127 | 4938.7115 | 4061.44
5 | 21 | 18 | 545 | 31 | 35 | 6.2 | 25.558 | 34.927 | 212.165 | 152.616 | 3623.6156 | 3008.8207 | 2535.4602
5 | 21 | 19 | 70 | 9 | 32.8 | 5.2 | 8.255 | 32.059 | 69.236 | 12.326 | 452.0567 | 372.5212 | 349.9885
5 | 21 | 20 | 0 | 0 | 31.1 | 4.6 | 0 | 31.1 | 0 | 0 | 0 | 0 | 0
5 | 21 | 21 | 0 | 0 | 30.6 | 3.1 | 0 | 30.6 | 0 | 0 | 0 | 0 | 0
5 | 21 | 22 | 0 | 0 | 29.4 | 4.1 | 0 | 29.4 | 0 | 0 | 0 | 0 | 0
5 | 21 | 23 | 0 | 0 | 28.9 | 4.6 | 0 | 28.9 | 0 | 0 | 0 | 0 | 0
5 | 22 | 0 | 0 | 0 | 28.3 | 5.7 | 0 | 28.3 | 0 | 0 | 0 | 0 | 0
5 | 22 | 1 | 0 | 0 | 24.4 | 2.6 | 0 | 24.4 | 0 | 0 | 0 | 0 | 0
5 | 22 | 2 | 0 | 0 | 22.8 | 3.1 | 0 | 22.8 | 0 | 0 | 0 | 0 | 0
5 | 22 | 3 | 0 | 0 | 20.6 | 3.6 | 0 | 20.6 | 0 | 0 | 0 | 0 | 0
5 | 22 | 4 | 0 | 0 | 20 | 4.1 | 0 | 20 | 0 | 0 | 0 | 0 | 0
5 | 22 | 5 | 54 | 17 | 19.4 | 4.1 | 14.084 | 18.277 | 123.971 | 66.059 | 0 | 0 | 0
5 | 22 | 6 | 472 | 49 | 21.7 | 3.6 | 49.97 | 21.409 | 352.606 | 290.396 | 3008.8312 | 2470.8414 | 2260.5182
5 | 22 | 7 | 702 | 77 | 23.9 | 4.1 | 264.171 | 28.377 | 1950.109 | 1852.9 | 4812.9936 | 4025.2434 | 3584.331
5 | 22 | 8 | 820 | 102 | 26.1 | 4.1 | 511.594 | 36.264 | 4079.182 | 3921.805 | 7039.3777 | 5934.7736 | 5085.5275
5 | 22 | 9 | 870 | 121 | 27.8 | 3.1 | 724.06 | 44.251 | 5754.925 | 5539.327 | 9327.1437 | 8051.0704 | 6530.3529
5 | 22 | 10 | 913 | 134 | 30 | 3.1 | 899.63 | 50.73 | 7023.815 | 6757.764 | 11428.5891 | 9952.2296 | 7843.331
5 | 22 | 11 | 938 | 141 | 30.6 | 3.6 | 1009.779 | 53.009 | 7827.724 | 7526.867 | 12605.2295 | 10968.0063 | 8617.7878
5 | 22 | 12 | 943 | 143 | 31.7 | 2.6 | 1040.349 | 57.302 | 7932.548 | 7626.991 | 12194.1958 | 10618.5755 | 8372.5173
5 | 22 | 13 | 939 | 140 | 32.2 | 3.6 | 998.975 | 54.611 | 7694.671 | 7399.728 | 12339.8073 | 10744.6847 | 8440.5941
5 | 22 | 14 | 915 | 132 | 32.8 | 3.6 | 878.704 | 52.63 | 6805.811 | 6548.818 | 12224.645 | 10650.9788 | 8321.7205
5 | 22 | 15 | 881 | 118 | 33.3 | 6.7 | 702.8 | 45.031 | 5555.338 | 5347.176 | 10798.7993 | 9390.0186 | 7351.9111
5 | 22 | 16 | 814 | 98 | 32.8 | 4.1 | 471.85 | 42.993 | 3632.886 | 3489.401 | 8429.2368 | 7232.3732 | 5836.1504
5 | 22 | 17 | 687 | 72 | 33.3 | 3.1 | 224.185 | 38.429 | 1532.154 | 1444.941 | 5660.8508 | 4763.2356 | 4028.7871
5 | 22 | 18 | 414 | 43 | 31.7 | 4.1 | 33.043 | 31.751 | 277.452 | 216.675 | 2750.2961 | 2283.1876 | 2049.5818
5 | 22 | 19 | 28 | 11 | 28.9 | 2.1 | 10.089 | 27.771 | 85.924 | 28.709 | 180.5459 | 148.7195 | 187.1587
5 | 22 | 20 | 0 | 0 | 27.2 | 2.1 | 0 | 27.2 | 0 | 0 | 0 | 0 | 0
5 | 22 | 21 | 0 | 0 | 26.7 | 0 | 0 | 26.7 | 0 | 0 | 0 | 0 | 0
5 | 22 | 22 | 0 | 0 | 26.7 | 2.1 | 0 | 26.7 | 0 | 0 | 0 | 0 | 0
5 | 22 | 23 | 0 | 0 | 25 | 1.5 | 0 | 25 | 0 | 0 | 0 | 0 | 0
5 | 23 | 0 | 0 | 0 | 24.4 | 0 | 0 | 24.4 | 0 | 0 | 0 | 0 | 0
5 | 23 | 1 | 0 | 0 | 22.2 | 3.1 | 0 | 22.2 | 0 | 0 | 0 | 0 | 0
5 | 23 | 2 | 0 | 0 | 21.1 | 0 | 0 | 21.1 | 0 | 0 | 0 | 0 | 0
5 | 23 | 3 | 0 | 0 | 21.7 | 0 | 0 | 21.7 | 0 | 0 | 0 | 0 | 0
5 | 23 | 4 | 0 | 0 | 19.4 | 2.6 | 0 | 19.4 | 0 | 0 | 0 | 0 | 0
5 | 23 | 5 | 90 | 16 | 19.4 | 4.1 | 12.521 | 18.246 | 110.226 | 52.567 | 0 | 0 | 0
5 | 23 | 6 | 501 | 53 | 21.1 | 4.1 | 53.903 | 20.895 | 383.633 | 320.826 | 3189.8999 | 2618.7001 | 2403.2801
5 | 23 | 7 | 760 | 65 | 23.9 | 3.1 | 268.061 | 28.893 | 1954.71 | 1857.387 | 5203.8984 | 4350.9536 | 3758.5471
5 | 23 | 8 | 862 | 86 | 26.7 | 2.6 | 516.397 | 38.565 | 4076.227 | 3918.944 | 7392.1707 | 6231.5943 | 5201.7323
5 | 23 | 9 | 900 | 122 | 28.3 | 2.1 | 744.604 | 47.246 | 5850.988 | 5631.762 | 9639.9611 | 8319.7152 | 6729.2886
5 | 23 | 10 | 864 | 131 | 30 | 2.6 | 854.666 | 50.868 | 6669.094 | 6417.7 | 10808.7003 | 9411.9468 | 7446.3355
5 | 23 | 11 | 866 | 170 | 32.2 | 3.6 | 978.85 | 53.841 | 7563.599 | 7274.421 | 11636.1672 | 10125.1956 | 8221.4615
5 | 23 | 12 | 898 | 206 | 32.8 | 4.6 | 1066.34 | 54.671 | 8215.274 | 7896.853 | 11607.745 | 10108.1641 | 8436.6716
5 | 23 | 13 | 856 | 218 | 33.9 | 4.6 | 1004.299 | 54.697 | 7733.561 | 7436.895 | 11245.5458 | 9791.6534 | 8296.1914
5 | 23 | 14 | 530 | 298 | 33.3 | 4.1 | 728.923 | 49.29 | 5723.819 | 5509.389 | 7080.2876 | 6168.923 | 6299.9985
5 | 23 | 15 | 559 | 272 | 34.4 | 6.2 | 631.959 | 45.336 | 5006.678 | 4818.26 | 6849.806 | 5956.1354 | 5979.7279
5 | 23 | 16 | 393 | 256 | 33.9 | 7.2 | 414.155 | 40.343 | 3287.745 | 3154.538 | 4068.1208 | 3490.2928 | 4203.7647
5 | 23 | 17 | 480 | 123 | 33.9 | 5.2 | 217.638 | 37.764 | 1574.322 | 1486.127 | 3953.6188 | 3326.7225 | 3290.4388
5 | 23 | 18 | 35 | 64 | 32.2 | 4.6 | 52.914 | 32.638 | 442.895 | 378.939 | 232.3268 | 192.8297 | 560.6422
5 | 23 | 19 | 4 | 12 | 31.7 | 2.6 | 11.006 | 30.827 | 92.723 | 35.384 | 25.7535 | 21.2052 | 93.405
5 | 23 | 20 | 0 | 0 | 29.4 | 2.1 | 0 | 29.4 | 0 | 0 | 0 | 0 | 0
5 | 23 | 21 | 0 | 0 | 27.2 | 2.1 | 0 | 27.2 | 0 | 0 | 0 | 0 | 0
5 | 23 | 22 | 0 | 0 | 26.7 | 3.1 | 0 | 26.7 | 0 | 0 | 0 | 0 | 0
5 | 23 | 23 | 0 | 0 | 26.1 | 2.1 | 0 | 26.1 | 0 | 0 | 0 | 0 | 0
5 | 24 | 0 | 0 | 0 | 25 | 2.1 | 0 | 25 | 0 | 0 | 0 | 0 | 0
5 | 24 | 1 | 0 | 0 | 24.4 | 2.1 | 0 | 24.4 | 0 | 0 | 0 | 0 | 0
5 | 24 | 2 | 0 | 0 | 23.3 | 2.6 | 0 | 23.3 | 0 | 0 | 0 | 0 | 0
5 | 24 | 3 | 0 | 0 | 21.1 | 3.6 | 0 | 21.1 | 0 | 0 | 0 | 0 | 0
5 | 24 | 4 | 0 | 0 | 20.6 | 4.1 | 0 | 20.6 | 0 | 0 | 0 | 0 | 0
5 | 24 | 5 | 56 | 17 | 19.4 | 4.6 | 14.094 | 18.358 | 124.027 | 66.113 | 0 | 0 | 0
5 | 24 | 6 | 350 | 60 | 21.7 | 5.2 | 54.775 | 21.563 | 417.275 | 353.817 | 2225.9126 | 1826.7672 | 1823.9656
5 | 24 | 7 | 616 | 98 | 24.4 | 4.6 | 256.622 | 28.509 | 1920.333 | 1823.855 | 4212.3961 | 3520.965 | 3335.2462
5 | 24 | 8 | 744 | 130 | 27.2 | 3.6 | 497.466 | 37.486 | 3957.285 | 3803.77 | 6373.4141 | 5372.2549 | 4852.2949
5 | 24 | 9 | 811 | 154 | 29.4 | 3.6 | 715.789 | 44.871 | 5678.188 | 5465.465 | 8678.5727 | 7488.7264 | 6352.3429
5 | 24 | 10 | 855 | 171 | 31.7 | 3.6 | 890.469 | 51.249 | 6938.908 | 6676.403 | 10689.4959 | 9307.6646 | 7640.9264
5 | 24 | 11 | 876 | 180 | 31.7 | 3.1 | 996.33 | 54.823 | 7669.158 | 7375.341 | 11768.9394 | 10241.1376 | 8369.1171
5 | 24 | 12 | 891 | 182 | 33.3 | 2.6 | 1035.936 | 58.71 | 7854.986 | 7552.911 | 11513.3198 | 10026.1688 | 8218.8926
5 | 24 | 13 | 880 | 179 | 34.4 | 5.2 | 988.924 | 53.62 | 7646.872 | 7354.038 | 11557.2792 | 10062.8674 | 8225.2416
5 | 24 | 14 | 867 | 169 | 36.7 | 8.2 | 879.066 | 49.745 | 6885.523 | 6625.237 | 11581.2581 | 10090.6474 | 8177.2271
5 | 24 | 15 | 824 | 151 | 35.6 | 6.2 | 695.533 | 47.823 | 5443.225 | 5239.18 | 10094.1456 | 8777.1123 | 7143.9117
5 | 24 | 16 | 744 | 125 | 35.6 | 10.3 | 463.172 | 41.374 | 3598.838 | 3456.385 | 7698.8748 | 6605.0054 | 5566.5839
5 | 24 | 17 | 598 | 91 | 33.9 | 9.8 | 218.564 | 36.476 | 1536.65 | 1449.333 | 4923.8175 | 4143.0978 | 3690.3162
5 | 24 | 18 | 319 | 53 | 32.2 | 7.7 | 40.222 | 32.27 | 337.109 | 275.196 | 2115.8915 | 1755.8401 | 1704.9059
5 | 24 | 19 | 27 | 11 | 30 | 6.2 | 9.248 | 29.297 | 78.34 | 21.264 | 173.5802 | 142.8678 | 182.647
5 | 24 | 20 | 0 | 0 | 28.3 | 2.6 | 0 | 28.3 | 0 | 0 | 0 | 0 | 0
5 | 24 | 21 | 0 | 0 | 27.8 | 3.6 | 0 | 27.8 | 0 | 0 | 0 | 0 | 0
5 | 24 | 22 | 0 | 0 | 27.2 | 3.1 | 0 | 27.2 | 0 | 0 | 0 | 0 | 0
5 | 24 | 23 | 0 | 0 | 25.6 | 3.1 | 0 | 25.6 | 0 | 0 | 0 | 0 | 0
5 | 25 | 0 | 0 | 0 | 25.6 | 2.6 | 0 | 25.6 | 0 | 0 | 0 | 0 | 0
5 | 25 | 1 | 0 | 0 | 23.3 | 2.1 | 0 | 23.3 | 0 | 0 | 0 | 0 | 0
5 | 25 | 2 | 0 | 0 | 21.1 | 3.6 | 0 | 21.1 | 0 | 0 | 0 | 0 | 0
5 | 25 | 3 | 0 | 0 | 20 | 4.1 | 0 | 20 | 0 | 0 | 0 | 0 | 0
5 | 25 | 4 | 0 | 0 | 19.4 | 3.6 | 0 | 19.4 | 0 | 0 | 0 | 0 | 0
5 | 25 | 5 | 59 | 18 | 18.9 | 3.1 | 14.88 | 17.662 | 131.257 | 73.21 | 0 | 0 | 0
5 | 25 | 6 | 595 | 37 | 20 | 3.6 | 44.643 | 19.549 | 291.143 | 230.106 | 3779.857 | 3101.1421 | 2683.027
5 | 25 | 7 | 792 | 58 | 22.8 | 4.1 | 271.125 | 27.401 | 1976.52 | 1878.659 | 5408.8407 | 4519.7236 | 3846.4362
5 | 25 | 8 | 884 | 77 | 25 | 2.6 | 516.932 | 36.891 | 4100.397 | 3942.343 | 7564.4444 | 6375.5689 | 5250.9898
5 | 25 | 9 | 937 | 91 | 26.7 | 2.1 | 738.413 | 45.535 | 5836.51 | 5617.833 | 10017.3739 | 8642.4811 | 6755.2502
5 | 25 | 10 | 966 | 101 | 29.4 | 2.1 | 908.894 | 52.86 | 7036.607 | 6770.019 | 12069.6234 | 10508.8235 | 8012.4184
5 | 25 | 11 | 979 | 106 | 30.6 | 3.6 | 1010.958 | 53.051 | 7835.014 | 7533.833 | 13150.8616 | 11444.1435 | 8716.1597
5 | 25 | 12 | 984 | 108 | 31.7 | 3.6 | 1042.97 | 54.975 | 8025.163 | 7715.421 | 12711.3229 | 11069.6486 | 8453.2121
5 | 25 | 13 | 976 | 106 | 32.2 | 5.2 | 997.535 | 51.573 | 7774.177 | 7475.708 | 12814.1753 | 11157.0115 | 8501.9998
5 | 25 | 14 | 960 | 99 | 33.3 | 4.6 | 881.419 | 51.623 | 6852.071 | 6593.169 | 12822.4636 | 11172.2142 | 8464.8178
5 | 25 | 15 | 937 | 89 | 33.3 | 6.2 | 707.903 | 45.695 | 5577.384 | 5368.408 | 11475.3839 | 9978.0479 | 7569.5407
5 | 25 | 16 | 886 | 74 | 32.8 | 3.6 | 481.744 | 43.692 | 3687.456 | 3542.309 | 9165.5188 | 7862.9111 | 6129.9469
5 | 25 | 17 | 776 | 54 | 32.8 | 4.1 | 230.238 | 37.551 | 1547.384 | 1459.818 | 6387.4669 | 5374.6886 | 4367.5063
5 | 25 | 18 | 544 | 34 | 31.7 | 4.6 | 28.025 | 31.639 | 235.418 | 175.433 | 3605.726 | 2991.6178 | 2544.0943
5 | 25 | 19 | 27 | 12 | 30.6 | 2.1 | 10.557 | 29.537 | 89.349 | 32.072 | 173.33 | 142.6067 | 188.8739
5 | 25 | 20 | 0 | 0 | 28.3 | 2.1 | 0 | 28.3 | 0 | 0 | 0 | 0 | 0
5 | 25 | 21 | 0 | 0 | 27.8 | 0 | 0 | 27.8 | 0 | 0 | 0 | 0 | 0
5 | 25 | 22 | 0 | 0 | 27.2 | 1 | 0 | 27.2 | 0 | 0 | 0 | 0 | 0
5 | 25 | 23 | 0 | 0 | 25.6 | 2.6 | 0 | 25.6 | 0 | 0 | 0 | 0 | 0
5 | 26 | 0 | 0 | 0 | 24.4 | 2.1 | 0 | 24.4 | 0 | 0 | 0 | 0 | 0
5 | 26 | 1 | 0 | 0 | 22.2 | 2.1 | 0 | 22.2 | 0 | 0 | 0 | 0 | 0
5 | 26 | 2 | 0 | 0 | 21.7 | 2.6 | 0 | 21.7 | 0 | 0 | 0 | 0 | 0
5 | 26 | 3 | 0 | 0 | 21.7 | 3.1 | 0 | 21.7 | 0 | 0 | 0 | 0 | 0
5 | 26 | 4 | 0 | 0 | 21.1 | 3.6 | 0 | 21.1 | 0 | 0 | 0 | 0 | 0
5 | 26 | 5 | 61 | 18 | 20 | 4.1 | 14.886 | 18.912 | 130.749 | 72.712 | 0 | 0 | 0
5 | 26 | 6 | 390 | 59 | 21.7 | 3.6 | 55.376 | 21.534 | 418.009 | 354.536 | 2474.9095 | 2029.9333 | 1978.7028
5 | 26 | 7 | 636 | 96 | 24.4 | 2.6 | 259.023 | 29.454 | 1924.885 | 1828.296 | 4337.7541 | 3623.6509 | 3403.9053
5 | 26 | 8 | 756 | 128 | 26.7 | 2.1 | 499.772 | 38.88 | 3952.635 | 3799.266 | 6461.9582 | 5445.8266 | 4894.9544
5 | 26 | 9 | 825 | 151 | 28.9 | 1.5 | 720.447 | 48.866 | 5627.997 | 5417.144 | 8811.4643 | 7600.7446 | 6414.4517
5 | 26 | 10 | 864 | 167 | 31.1 | 2.6 | 891.748 | 52.722 | 6908.899 | 6647.643 | 10788.2386 | 9392.6314 | 7674.0835
5 | 26 | 11 | 882 | 176 | 32.8 | 2.1 | 995.535 | 58.561 | 7550.88 | 7262.258 | 11846.1073 | 10309.17 | 8389.3309
5 | 26 | 12 | 889 | 178 | 35 | 4.6 | 1027.796 | 56.112 | 7873.451 | 7570.548 | 11481.317 | 9998.6648 | 8172.6869
5 | 26 | 13 | 880 | 175 | 35.6 | 5.2 | 983.03 | 54.71 | 7568.866 | 7279.457 | 11550.2861 | 10056.3745 | 8194.2922
5 | 26 | 14 | 857 | 165 | 37.2 | 5.7 | 865.555 | 53.23 | 6688.811 | 6436.612 | 11445.8193 | 9972.8384 | 8067.946
5 | 26 | 15 | 816 | 148 | 37.8 | 4.6 | 686.428 | 52.087 | 5284.3 | 5086.02 | 9991.0896 | 8687.3623 | 7061.2336
5 | 26 | 16 | 741 | 123 | 37.8 | 3.6 | 459.441 | 48.206 | 3478.498 | 3339.661 | 7663.4953 | 6574.097 | 5531.7156
5 | 26 | 17 | 604 | 90 | 36.7 | 3.6 | 219.04 | 41.488 | 1509.939 | 1423.241 | 4970.3769 | 4182.3009 | 3713.0721
5 | 26 | 18 | 327 | 52 | 36.1 | 3.6 | 39.415 | 36.451 | 325.384 | 263.695 | 2165.972 | 1796.7721 | 1730.9935
5 | 26 | 19 | 27 | 11 | 35 | 2.6 | 9.254 | 34.185 | 77.026 | 19.974 | 173.086 | 142.3521 | 182.3184
5 | 26 | 20 | 0 | 0 | 31.7 | 2.6 | 0 | 31.7 | 0 | 0 | 0 | 0 | 0
5 | 26 | 21 | 0 | 0 | 32.2 | 2.1 | 0 | 32.2 | 0 | 0 | 0 | 0 | 0
5 | 26 | 22 | 0 | 0 | 30 | 2.1 | 0 | 30 | 0 | 0 | 0 | 0 | 0
5 | 26 | 23 | 0 | 0 | 29.4 | 1 | 0 | 29.4 | 0 | 0 | 0 | 0 | 0
5 | 27 | 0 | 0 | 0 | 27.8 | 1 | 0 | 27.8 | 0 | 0 | 0 | 0 | 0
5 | 27 | 1 | 0 | 0 | 27.2 | 2.1 | 0 | 27.2 | 0 | 0 | 0 | 0 | 0
5 | 27 | 2 | 0 | 0 | 25.6 | 3.1 | 0 | 25.6 | 0 | 0 | 0 | 0 | 0
5 | 27 | 3 | 0 | 0 | 23.9 | 2.6 | 0 | 23.9 | 0 | 0 | 0 | 0 | 0
5 | 27 | 4 | 0 | 0 | 23.9 | 2.6 | 0 | 23.9 | 0 | 0 | 0 | 0 | 0
5 | 27 | 5 | 58 | 17 | 22.8 | 3.1 | 14.106 | 21.647 | 122.737 | 64.847 | 0 | 0 | 0
5 | 27 | 6 | 366 | 61 | 25 | 3.1 | 55.252 | 24.902 | 417.136 | 353.681 | 2320.227 | 1902.5413 | 1891.2941
5 | 27 | 7 | 610 | 100 | 26.7 | 2.6 | 255.053 | 31.694 | 1886.615 | 1790.962 | 4154.9498 | 3469.9223 | 3312.7527
5 | 27 | 8 | 736 | 134 | 29.4 | 3.1 | 494.625 | 40.124 | 3895.634 | 3744.053 | 6283.9207 | 5295.2757 | 4822.8561
5 | 27 | 9 | 809 | 158 | 31.1 | 3.6 | 714.95 | 46.532 | 5635.07 | 5423.954 | 8632.0979 | 7444.6912 | 6351.1556
5 | 27 | 10 | 850 | 175 | 33.9 | 4.1 | 886.455 | 52.536 | 6872.806 | 6613.046 | 10606.4807 | 9233.8743 | 7616.9302
5 | 27 | 11 | 872 | 185 | 36.1 | 3.6 | 993.603 | 58.013 | 7552.539 | 7263.844 | 11709.99 | 10191.1729 | 8366.5364
5 | 27 | 12 | 880 | 187 | 37.2 | 2.6 | 1026.602 | 62.257 | 7674.442 | 7380.393 | 11362.8786 | 9895.6526 | 8160.7644
5 | 27 | 13 | 871 | 183 | 38.3 | 3.1 | 981.415 | 61.199 | 7364.835 | 7084.288 | 11428.7392 | 9950.3618 | 8173.8286
5 | 27 | 14 | 850 | 173 | 38.3 | 5.2 | 866.672 | 55.228 | 6645.54 | 6395.103 | 11351.5002 | 9890.7425 | 8063.9405
5 | 27 | 15 | 810 | 155 | 37.2 | 2.1 | 688.561 | 55.561 | 5230.004 | 5033.673 | 9915.4613 | 8621.546 | 7061.9975
5 | 27 | 16 | 731 | 129 | 37.8 | 3.6 | 460.251 | 48.227 | 3486.606 | 3347.527 | 7558.3693 | 6483.6977 | 5506.9946
5 | 27 | 17 | 590 | 94 | 37.2 | 4.6 | 219.469 | 41.583 | 1519.114 | 1432.203 | 4854.1074 | 4084.4772 | 3666.2514
5 | 27 | 18 | 311 | 55 | 36.7 | 4.6 | 41.612 | 37.057 | 342.763 | 280.741 | 2058.7202 | 1707.5338 | 1681.1392
5 | 27 | 19 | 30 | 12 | 35 | 4.1 | 10.062 | 34.315 | 83.708 | 26.534 | 192.0536 | 157.8935 | 200.9789
5 | 27 | 20 | 0 | 0 | 32.8 | 4.6 | 0 | 32.8 | 0 | 0 | 0 | 0 | 0
5 | 27 | 21 | 0 | 0 | 31.1 | 5.7 | 0 | 31.1 | 0 | 0 | 0 | 0 | 0
5 | 27 | 22 | 0 | 0 | 28.9 | 5.2 | 0 | 28.9 | 0 | 0 | 0 | 0 | 0
5 | 27 | 23 | 0 | 0 | 28.9 | 3.6 | 0 | 28.9 | 0 | 0 | 0 | 0 | 0
5 | 28 | 0 | 0 | 0 | 28.3 | 2.6 | 0 | 28.3 | 0 | 0 | 0 | 0 | 0
5 | 28 | 1 | 0 | 0 | 26.7 | 3.1 | 0 | 26.7 | 0 | 0 | 0 | 0 | 0
5 | 28 | 2 | 0 | 0 | 25 | 3.1 | 0 | 25 | 0 | 0 | 0 | 0 | 0
5 | 28 | 3 | 0 | 0 | 23.9 | 3.1 | 0 | 23.9 | 0 | 0 | 0 | 0 | 0
5 | 28 | 4 | 0 | 0 | 22.8 | 3.6 | 0 | 22.8 | 0 | 0 | 0 | 0 | 0
5 | 28 | 5 | 60 | 18 | 21.1 | 4.6 | 14.892 | 20.106 | 130.265 | 72.236 | 0 | 0 | 0
5 | 28 | 6 | 563 | 41 | 23.3 | 4.1 | 46.328 | 22.985 | 313.03 | 251.577 | 3565.5879 | 2922.9478 | 2569.8115
5 | 28 | 7 | 767 | 64 | 25.6 | 2.6 | 265.778 | 30.814 | 1916.365 | 1819.984 | 5217.4685 | 4355.9751 | 3764.2343
5 | 28 | 8 | 864 | 84 | 27.8 | 3.1 | 511.019 | 38.916 | 4023.227 | 3867.629 | 7368.3639 | 6208.5155 | 5174.6122
5 | 28 | 9 | 920 | 100 | 30 | 2.1 | 732.113 | 48.591 | 5719.353 | 5505.089 | 9806.7264 | 8456.2081 | 6686.7114
5 | 28 | 10 | 954 | 110 | 31.1 | 3.1 | 903.915 | 51.914 | 7023.224 | 6757.197 | 11896.3122 | 10356.204 | 7966.9035
5 | 28 | 11 | 968 | 116 | 32.2 | 2.6 | 1006.629 | 56.791 | 7687.957 | 7393.31 | 12997.0835 | 11311.8523 | 8689.1931
5 | 28 | 12 | 971 | 118 | 33.9 | 3.1 | 1036.585 | 58.053 | 7879.829 | 7576.641 | 12536.0859 | 10917.4789 | 8413.4089
5 | 28 | 13 | 969 | 115 | 35 | 3.1 | 996.798 | 58.336 | 7565.453 | 7276.194 | 12710.8466 | 11066.4219 | 8499.334
5 | 28 | 14 | 948 | 109 | 35.6 | 4.1 | 879.139 | 54.562 | 6756.622 | 6501.65 | 12659.4143 | 11030.4341 | 8432.2125
5 | 28 | 15 | 918 | 97 | 35.6 | 3.1 | 701.843 | 52.264 | 5392.907 | 5190.698 | 11235.3418 | 9769.134 | 7477.043
5 | 28 | 16 | 864 | 81 | 36.1 | 4.1 | 477.947 | 46.437 | 3623.68 | 3480.475 | 8931.8926 | 7661.7175 | 6033.0267
5 | 28 | 17 | 755 | 60 | 36.1 | 8.2 | 228.876 | 39.231 | 1536.416 | 1449.105 | 6210.536 | 5225.8523 | 4295.7588
5 | 28 | 18 | 519 | 38 | 33.9 | 8.8 | 31.38 | 33.872 | 261.488 | 201.012 | 3433.6585 | 2847.5158 | 2459.2621
5 | 28 | 19 | 31 | 13 | 31.1 | 6.7 | 10.863 | 30.471 | 91.631 | 34.312 | 198.1901 | 162.88 | 211.3333
5 | 28 | 20 | 0 | 0 | 30.6 | 4.6 | 0 | 30.6 | 0 | 0 | 0 | 0 | 0
5 | 28 | 21 | 0 | 0 | 29.4 | 6.2 | 0 | 29.4 | 0 | 0 | 0 | 0 | 0
5 | 28 | 22 | 0 | 0 | 28.3 | 2.1 | 0 | 28.3 | 0 | 0 | 0 | 0 | 0
5 | 28 | 23 | 0 | 0 | 26.7 | 2.1 | 0 | 26.7 | 0 | 0 | 0 | 0 | 0
5 | 29 | 0 | 0 | 0 | 25.6 | 3.6 | 0 | 25.6 | 0 | 0 | 0 | 0 | 0
5 | 29 | 1 | 0 | 0 | 24.4 | 4.1 | 0 | 24.4 | 0 | 0 | 0 | 0 | 0
5 | 29 | 2 | 0 | 0 | 22.8 | 3.1 | 0 | 22.8 | 0 | 0 | 0 | 0 | 0
5 | 29 | 3 | 0 | 0 | 22.2 | 4.6 | 0 | 22.2 | 0 | 0 | 0 | 0 | 0
5 | 29 | 4 | 0 | 0 | 20 | 6.2 | 0 | 20 | 0 | 0 | 0 | 0 | 0
5 | 29 | 5 | 64 | 18 | 19.4 | 5.2 | 14.899 | 18.449 | 131.07 | 73.027 | 0 | 0 | 0
5 | 29 | 6 | 398 | 59 | 21.1 | 5.7 | 54.653 | 20.962 | 415.324 | 351.904 | 2518.2464 | 2063.8572 | 2006.6239
5 | 29 | 7 | 638 | 96 | 23.3 | 4.1 | 257.691 | 27.639 | 1923.588 | 1827.03 | 4334.2615 | 3617.5253 | 3403.2329
5 | 29 | 8 | 756 | 127 | 26.1 | 4.1 | 496.155 | 35.928 | 3963.8 | 3810.08 | 6439.8896 | 5425.6867 | 4874.9554
5 | 29 | 9 | 824 | 150 | 27.8 | 5.7 | 715.622 | 40.377 | 5770.125 | 5553.955 | 8774.6017 | 7564.8349 | 6385.9261
5 | 29 | 10 | 866 | 166 | 28.3 | 5.2 | 888.921 | 45.14 | 7088.715 | 6819.936 | 10791.7071 | 9394.0692 | 7669.2736
5 | 29 | 11 | 885 | 175 | 30 | 4.1 | 993.742 | 51.171 | 7757.842 | 7460.099 | 11880.7001 | 10340.7134 | 8403.5473
5 | 29 | 12 | 855 | 181 | 31.7 | 5.2 | 995.113 | 50.952 | 7777.398 | 7478.786 | 11037.4029 | 9612.3634 | 7922.7011
5 | 29 | 13 | 832 | 174 | 32.2 | 6.2 | 935.672 | 48.586 | 7376.368 | 7095.324 | 10910.4972 | 9498.8235 | 7798.5219
5 | 29 | 14 | 861 | 163 | 33.3 | 4.6 | 864.82 | 51.198 | 6735.403 | 6481.301 | 11496.9398 | 10017.6122 | 8085.5336
5 | 29 | 15 | 796 | 163 | 33.3 | 3.6 | 686.783 | 48.852 | 5354.293 | 5153.485 | 9740.5437 | 8469.366 | 7009.084
5 | 29 | 16 | 319 | 250 | 33.3 | 6.7 | 373.755 | 39.434 | 2984.354 | 2859.846 | 3297.2866 | 2828.3289 | 3689.8637
5 | 29 | 17 | 358 | 143 | 32.2 | 9.3 | 206.123 | 34.603 | 1552.142 | 1464.465 | 2944.4887 | 2477.6426 | 2787.4838
5 | 29 | 18 | 306 | 57 | 30.6 | 9.3 | 43.045 | 30.643 | 362.874 | 300.466 | 2023.4167 | 1677.7868 | 1671.336
5 | 29 | 19 | 16 | 14 | 28.9 | 6.7 | 12.187 | 28.256 | 103.617 | 46.079 | 102.1588 | 83.9287 | 155.5573
5 | 29 | 20 | 0 | 0 | 27.8 | 6.2 | 0 | 27.8 | 0 | 0 | 0 | 0 | 0
5 | 29 | 21 | 0 | 0 | 26.7 | 6.7 | 0 | 26.7 | 0 | 0 | 0 | 0 | 0
5 | 29 | 22 | 0 | 0 | 26.1 | 3.6 | 0 | 26.1 | 0 | 0 | 0 | 0 | 0
5 | 29 | 23 | 0 | 0 | 24.4 | 3.1 | 0 | 24.4 | 0 | 0 | 0 | 0 | 0
5 | 30 | 0 | 0 | 0 | 23.9 | 3.1 | 0 | 23.9 | 0 | 0 | 0 | 0 | 0
5 | 30 | 1 | 0 | 0 | 21.7 | 3.6 | 0 | 21.7 | 0 | 0 | 0 | 0 | 0
5 | 30 | 2 | 0 | 0 | 20.6 | 5.2 | 0 | 20.6 | 0 | 0 | 0 | 0 | 0
5 | 30 | 3 | 0 | 0 | 19.4 | 4.1 | 0 | 19.4 | 0 | 0 | 0 | 0 | 0
5 | 30 | 4 | 0 | 0 | 18.9 | 6.2 | 0 | 18.9 | 0 | 0 | 0 | 0 | 0
5 | 30 | 5 | 65 | 18 | 18.3 | 3.6 | 14.903 | 17.122 | 131.699 | 73.644 | 0 | 0 | 0
5 | 30 | 6 | 329 | 67 | 19.4 | 4.1 | 58.189 | 19.258 | 460.765 | 396.46 | 2079.8059 | 1704.1234 | 1773.7818
5 | 30 | 7 | 576 | 110 | 21.1 | 3.6 | 253.157 | 25.503 | 1925.342 | 1828.741 | 3907.9534 | 3260.7413 | 3219.7969
5 | 30 | 8 | 702 | 148 | 23.3 | 3.1 | 488.261 | 33.869 | 3937.196 | 3784.313 | 5972.9499 | 5031.8263 | 4720.1585
5 | 30 | 9 | 775 | 175 | 25 | 1.5 | 705.669 | 44.655 | 5601.856 | 5391.974 | 8244.4617 | 7106.4738 | 6226.972
5 | 30 | 10 | 818 | 194 | 26.1 | 1.5 | 874.119 | 50.8 | 6822.582 | 6564.898 | 10186.6454 | 8866.8639 | 7488.3502
5 | 30 | 11 | 838 | 204 | 28.3 | 2.6 | 976.555 | 52.291 | 7590.854 | 7300.482 | 11247.8331 | 9790.3533 | 8211.8743
5 | 30 | 12 | 848 | 207 | 28.9 | 3.1 | 1011.655 | 52.625 | 7855.763 | 7553.653 | 10946.5008 | 9533.2299 | 8041.1015
5 | 30 | 13 | 842 | 203 | 30.6 | 2.6 | 970.968 | 54.701 | 7476.12 | 7190.757 | 11038.3296 | 9609.9579 | 8070.0385
5 | 30 | 14 | 820 | 191 | 30.6 | 4.1 | 857.119 | 49.157 | 6728.633 | 6474.808 | 10948.8847 | 9540.1326 | 7939.0549
5 | 30 | 15 | 769 | 172 | 31.1 | 5.2 | 677.231 | 44.226 | 5374.214 | 5172.683 | 9408.7971 | 8180.8814 | 6867.5198
5 | 30 | 16 | 691 | 143 | 31.7 | 5.2 | 454.474 | 40.384 | 3552.213 | 3411.167 | 7141.6376 | 6125.8195 | 5343.8074
5 | 30 | 17 | 549 | 104 | 31.1 | 4.6 | 219.271 | 35.305 | 1571.693 | 1483.559 | 4515.0657 | 3799.2102 | 3518.7829
5 | 30 | 18 | 276 | 59 | 30.6 | 5.7 | 44.434 | 30.762 | 374.424 | 311.794 | 1824.1847 | 1512.4049 | 1555.6634
5 | 30 | 19 | 34 | 13 | 29.4 | 3.1 | 10.872 | 28.466 | 92.367 | 35.034 | 216.8139 | 178.0636 | 223.3712
5 | 30 | 20 | 0 | 0 | 27.2 | 2.6 | 0 | 27.2 | 0 | 0 | 0 | 0 | 0
5 | 30 | 21 | 0 | 0 | 26.7 | 2.6 | 0 | 26.7 | 0 | 0 | 0 | 0 | 0
5 | 30 | 22 | 0 | 0 | 26.7 | 3.1 | 0 | 26.7 | 0 | 0 | 0 | 0 | 0
5 | 30 | 23 | 0 | 0 | 24.4 | 3.1 | 0 | 24.4 | 0 | 0 | 0 | 0 | 0
5 | 31 | 0 | 0 | 0 | 22.8 | 3.1 | 0 | 22.8 | 0 | 0 | 0 | 0 | 0
5 | 31 | 1 | 0 | 0 | 22.2 | 2.6 | 0 | 22.2 | 0 | 0 | 0 | 0 | 0
5 | 31 | 2 | 0 | 0 | 21.7 | 1.5 | 0 | 21.7 | 0 | 0 | 0 | 0 | 0
5 | 31 | 3 | 0 | 0 | 20 | 2.1 | 0 | 20 | 0 | 0 | 0 | 0 | 0
5 | 31 | 4 | 0 | 0 | 20 | 2.6 | 0 | 20 | 0 | 0 | 0 | 0 | 0
5 | 31 | 5 | 65 | 19 | 18.9 | 4.1 | 15.682 | 17.807 | 138.264 | 80.088 | 0 | 0 | 0
5 | 31 | 6 | 436 | 56 | 20.6 | 4.6 | 52.252 | 20.376 | 392.786 | 329.803 | 2753.8789 | 2255.928 | 2139.9138
5 | 31 | 7 | 666 | 88 | 22.8 | 4.1 | 256.614 | 27.105 | 1904.951 | 1808.85 | 4512.7072 | 3764.2156 | 3467.5105
5 | 31 | 8 | 780 | 116 | 25.6 | 4.1 | 497.083 | 35.444 | 3972.708 | 3818.707 | 6628.8516 | 5583.8863 | 4921.5061
5 | 31 | 9 | 842 | 138 | 26.7 | 1.5 | 714.471 | 46.565 | 5627.023 | 5416.207 | 8948.0911 | 7711.5493 | 6413.1494
5 | 31 | 10 | 881 | 152 | 28.9 | 2.6 | 885.731 | 50.434 | 6921.734 | 6659.944 | 10963.7076 | 9542.7058 | 7680.1876
5 | 31 | 11 | 903 | 160 | 30.6 | 3.1 | 983.824 | 53.478 | 7611.763 | 7320.473 | 12118.1612 | 10548.4229 | 8447.7421
5 | 31 | 12 | 910 | 162 | 31.7 | 4.1 | 1015.735 | 53.438 | 7862.323 | 7559.919 | 11746.8025 | 10230.2089 | 8227.2631
5 | 31 | 13 | 904 | 159 | 33.3 | 2.1 | 975.582 | 58.891 | 7388.227 | 7106.672 | 11847.5582 | 10314.3088 | 8268.2799
5 | 31 | 14 | 889 | 150 | 33.9 | 4.1 | 873.915 | 52.747 | 6764.999 | 6509.684 | 11869.6526 | 10342.4805 | 8225.4091
5 | 31 | 15 | 843 | 135 | 34.4 | 3.1 | 690.033 | 50.809 | 5336.087 | 5135.938 | 10312.9843 | 8967.0375 | 7170.0973
5 | 31 | 16 | 772 | 113 | 34.4 | 4.6 | 465.25 | 44.034 | 3573.949 | 3432.248 | 7978.2652 | 6843.3798 | 5659.149
5 | 31 | 17 | 645 | 83 | 34.4 | 4.1 | 222.71 | 38.994 | 1536.501 | 1449.187 | 5304.4037 | 4463.4022 | 3877.1493
5 | 31 | 18 | 387 | 51 | 33.3 | 3.6 | 39.163 | 33.556 | 326.717 | 265.003 | 2556.7513 | 2119.5378 | 1977.1318
5 | 31 | 19 | 36 | 14 | 32.2 | 3.1 | 11.671 | 31.373 | 98.128 | 40.69 | 229.2878 | 188.2465 | 237.8227
5 | 31 | 20 | 0 | 0 | 30.6 | 3.1 | 0 | 30.6 | 0 | 0 | 0 | 0 | 0
5 | 31 | 21 | 0 | 0 | 30 | 3.1 | 0 | 30 | 0 | 0 | 0 | 0 | 0
5 | 31 | 22 | 0 | 0 | 29.3 | 3.1 | 0 | 29.3 | 0 | 0 | 0 | 0 | 0
5 | 31 | 23 | 0 | 0 | 28.7 | 3.1 | 0 | 28.7 | 0 | 0 | 0 | 0 | 0
6 | 1 | 0 | 0 | 0 | 28 | 3.1 | 0 | 28 | 0 | 0 | 0 | 0 | 0
6 | 1 | 1 | 0 | 0 | 27.4 | 3.1 | 0 | 27.4 | 0 | 0 | 0 | 0 | 0
6 | 1 | 2 | 0 | 0 | 26.7 | 3.1 | 0 | 26.7 | 0 | 0 | 0 | 0 | 0
6 | 1 | 3 | 0 | 0 | 26.1 | 3.1 | 0 | 26.1 | 0 | 0 | 0 | 0 | 0
6 | 1 | 4 | 0 | 0 | 25 | 2.1 | 0 | 25 | 0 | 0 | 0 | 0 | 0
6 | 1 | 5 | 119 | 17 | 23.9 | 2.1 | 13.311 | 22.604 | 115.431 | 57.676 | 0 | 0 | 0
6 | 1 | 6 | 579 | 38 | 25.6 | 2.6 | 42.593 | 25.188 | 284.401 | 223.492 | 3654.1663 | 2992.7904 | 2607.8447
6 | 1 | 7 | 638 | 113 | 27.8 | 3.1 | 271.206 | 32.901 | 1999.442 | 1901.013 | 4317.4195 | 3600.2455 | 3503.2689
6 | 1 | 8 | 657 | 161 | 30 | 3.6 | 476.749 | 39.879 | 3765.228 | 3617.695 | 5576.9761 | 4697.4233 | 4557.3457
6 | 1 | 9 | 767 | 158 | 32.8 | 2.6 | 681.572 | 49.015 | 5320.201 | 5120.625 | 8142.7208 | 7016.1676 | 6051.8672
6 | 1 | 10 | 860 | 161 | 33.9 | 2.1 | 876.3 | 56.291 | 6694.042 | 6441.631 | 10695.0384 | 9308.3301 | 7576.8864
6 | 1 | 11 | 951 | 102 | 35.6 | 2.6 | 973.759 | 59.284 | 7363.45 | 7082.962 | 12760.0346 | 11107.7001 | 8450.9403
6 | 1 | 12 | 947 | 104 | 36.7 | 5.2 | 997.142 | 56.001 | 7641.252 | 7348.665 | 12224.9362 | 10646.5813 | 8130.6201
6 | 1 | 13 | 949 | 102 | 37.8 | 4.1 | 963.403 | 58.397 | 7309.854 | 7031.672 | 12433.5304 | 10824.2845 | 8243.8804
6 | 1 | 14 | 493 | 292 | 37.8 | 5.2 | 688.395 | 51.396 | 5361.636 | 5160.561 | 6582.1361 | 5735.2893 | 5956.4738
6 | 1 | 15 | 664 | 178 | 37.2 | 5.2 | 613.643 | 48.99 | 4784.916 | 4604.186 | 8122.4213 | 7062.3479 | 6125.6525
6 | 1 | 16 | 112 | 327 | 35.6 | 10.3 | 340.435 | 39.765 | 2752.775 | 2634.697 | 1157.4398 | 992.7937 | 2885.1657
6 | 1 | 17 | 293 | 155 | 36.1 | 7.7 | 201.298 | 38.821 | 1517.947 | 1431.064 | 2409.6278 | 2027.5862 | 2530.041
6 | 1 | 18 | 273 | 65 | 36.1 | 3.1 | 48.934 | 36.668 | 403.649 | 340.455 | 1802.9355 | 1494.4862 | 1580.5248
6 | 1 | 19 | 43 | 16 | 33.9 | 3.1 | 13.249 | 33.199 | 110.67 | 53.003 | 273.5493 | 224.5146 | 279.2337
6 | 1 | 20 | 0 | 0 | 32.8 | 1.5 | 0 | 32.8 | 0 | 0 | 0 | 0 | 0
6 | 1 | 21 | 0 | 0 | 32.2 | 4.1 | 0 | 32.2 | 0 | 0 | 0 | 0 | 0
6 | 1 | 22 | 0 | 0 | 28.9 | 2.6 | 0 | 28.9 | 0 | 0 | 0 | 0 | 0
6 | 1 | 23 | 0 | 0 | 29.4 | 3.6 | 0 | 29.4 | 0 | 0 | 0 | 0 | 0
6 | 2 | 0 | 0 | 0 | 28.3 | 7.2 | 0 | 28.3 | 0 | 0 | 0 | 0 | 0
6 | 2 | 1 | 0 | 0 | 27.2 | 3.1 | 0 | 27.2 | 0 | 0 | 0 | 0 | 0
6 | 2 | 2 | 0 | 0 | 26.7 | 6.2 | 0 | 26.7 | 0 | 0 | 0 | 0 | 0
6 | 2 | 3 | 0 | 0 | 26.1 | 3.6 | 0 | 26.1 | 0 | 0 | 0 | 0 | 0
6 | 2 | 4 | 0 | 0 | 25.6 | 3.1 | 0 | 25.6 | 0 | 0 | 0 | 0 | 0
6 | 2 | 5 | 19 | 24 | 25 | 3.1 | 20.482 | 24.073 | 176.717 | 117.828 | 0 | 0 | 0
6 | 2 | 6 | 418 | 61 | 26.1 | 4.1 | 55.584 | 26.069 | 419.279 | 355.782 | 2636.0745 | 2158.5334 | 2095.4239
6 | 2 | 7 | 557 | 116 | 28.3 | 4.1 | 251.887 | 32.598 | 1873.544 | 1778.21 | 3764.4808 | 3138.2238 | 3167.3839
6 | 2 | 8 | 722 | 133 | 30.6 | 4.1 | 481.902 | 40.141 | 3790.953 | 3642.625 | 6121.5173 | 5155.6555 | 4715.1578
6 | 2 | 9 | 630 | 241 | 31.1 | 2.1 | 665.071 | 47.964 | 5219.505 | 5023.55 | 6681.4335 | 5755.979 | 5706.779
6 | 2 | 10 | 634 | 238 | 32.2 | 2.1 | 764.967 | 51.95 | 5945.475 | 5722.65 | 7879.0689 | 6857.0904 | 6379.1612
6 | 2 | 11 | 726 | 230 | 33.9 | 3.1 | 902.468 | 54.687 | 6950.038 | 6687.07 | 9739.3226 | 8478.5699 | 7466.7993
6 | 2 | 12 | 604 | 247 | 36.7 | 3.1 | 824.859 | 56.052 | 6320.421 | 6083.015 | 7797.7757 | 6790.9691 | 6393.1075
6 | 2 | 13 | 741 | 239 | 37.8 | 2.1 | 917.794 | 61.408 | 6881.826 | 6621.693 | 9705.3801 | 8449.1117 | 7499.8631
6 | 2 | 14 | 572 | 319 | 38.3 | 4.1 | 776.766 | 55.055 | 5964.135 | 5740.596 | 7636.6575 | 6654.1585 | 6778.5762
6 | 2 | 15 | 505 | 290 | 37.2 | 3.1 | 608.996 | 51.616 | 4712.325 | 4534.075 | 6177.0527 | 5370.8645 | 5690.9308
6 | 2 | 16 | 175 | 281 | 36.1 | 3.6 | 331.767 | 43.609 | 2630.93 | 2516.16 | 1808.5296 | 1551.2695 | 2980.0162
6 | 2 | 17 | 90 | 196 | 35.6 | 3.1 | 186.926 | 39.613 | 1485.719 | 1399.58 | 740.2028 | 622.8447 | 1749.741
6 | 2 | 18 | 136 | 96 | 33.9 | 4.6 | 72.685 | 34.738 | 603.785 | 536.648 | 897.8814 | 744.2099 | 1195.3089
6 | 2 | 19 | 4 | 13 | 31.7 | 6.2 | 11.761 | 31.123 | 98.98 | 41.526 | 25.4176 | 20.8551 | 99.4463
6 | 2 | 20 | 0 | 0 | 30 | 5.2 | 0 | 30 | 0 | 0 | 0 | 0 | 0
6 | 2 | 21 | 0 | 0 | 29.4 | 3.1 | 0 | 29.4 | 0 | 0 | 0 | 0 | 0
6 | 2 | 22 | 0 | 0 | 28.9 | 0 | 0 | 28.9 | 0 | 0 | 0 | 0 | 0
6 | 2 | 23 | 0 | 0 | 28.9 | 1.5 | 0 | 28.9 | 0 | 0 | 0 | 0 | 0
6 | 3 | 0 | 0 | 0 | 27.8 | 2.1 | 0 | 27.8 | 0 | 0 | 0 | 0 | 0
6 | 3 | 1 | 0 | 0 | 27.2 | 1.5 | 0 | 27.2 | 0 | 0 | 0 | 0 | 0
6 | 3 | 2 | 0 | 0 | 26.7 | 0 | 0 | 26.7 | 0 | 0 | 0 | 0 | 0
6 | 3 | 3 | 0 | 0 | 26.7 | 2.1 | 0 | 26.7 | 0 | 0 | 0 | 0 | 0
6 | 3 | 4 | 0 | 0 | 25.6 | 0 | 0 | 25.6 | 0 | 0 | 0 | 0 | 0
6 | 3 | 5 | 42 | 18 | 26.1 | 2.6 | 14.886 | 25.006 | 128.016 | 70.029 | 0 | 0 | 0
6 | 3 | 6 | 368 | 69 | 27.2 | 2.6 | 59.481 | 27.265 | 459.208 | 394.933 | 2319.1102 | 1898.6334 | 1941.1954
6 | 3 | 7 | 662 | 83 | 28.9 | 3.1 | 249.263 | 33.554 | 1800.487 | 1706.925 | 4468.4912 | 3724.0151 | 3408.4609
6 | 3 | 8 | 771 | 110 | 30.6 | 3.1 | 484.726 | 41.093 | 3790.846 | 3642.522 | 6529.2676 | 5498.6303 | 4820.049
6 | 3 | 9 | 714 | 199 | 32.8 | 1.5 | 683.024 | 51.652 | 5280.603 | 5082.455 | 7564.5336 | 6515.549 | 5969.9625
6 | 3 | 10 | 638 | 242 | 34.4 | 2.1 | 771.078 | 54.293 | 5938.583 | 5716.021 | 7923.3372 | 6895.2334 | 6432.7257
6 | 3 | 11 | 840 | 185 | 36.1 | 2.1 | 957.074 | 60.538 | 7201.613 | 6928.054 | 11266.5476 | 9808.5822 | 8095.9094
6 | 3 | 12 | 854 | 165 | 36.7 | 3.6 | 974.653 | 58.344 | 7400.376 | 7118.296 | 11026.7336 | 9602.9375 | 7809.3301
6 | 3 | 13 | 804 | 164 | 37.2 | 5.2 | 897.458 | 54.671 | 6910.516 | 6649.192 | 10527.2359 | 9164.4611 | 7498.6756
6 | 3 | 14 | 786 | 175 | 38.3 | 3.6 | 813.164 | 56.495 | 6204.046 | 5971.217 | 10493.5149 | 9143.4849 | 7554.9436
6 | 3 | 15 | 667 | 192 | 39.4 | 3.6 | 628.194 | 53.601 | 4812.935 | 4631.242 | 8158.3118 | 7093.5362 | 6240.9395
6 | 3 | 16 | 565 | 175 | 38.9 | 4.6 | 422.987 | 47.647 | 3233.607 | 3101.976 | 5839.3056 | 5008.7178 | 4755.2863
6 | 3 | 17 | 289 | 167 | 37.8 | 4.6 | 210.357 | 41.954 | 1575.688 | 1487.461 | 2377.1267 | 2000.2337 | 2588.2716
6 | 3 | 18 | 34 | 58 | 37.2 | 4.1 | 49.376 | 37.751 | 405.682 | 342.448 | 224.411 | 185.9907 | 516.8885
6 | 3 | 19 | 2 | 13 | 33.9 | 8.2 | 11.549 | 33.432 | 96.387 | 38.981 | 12.695 | 10.4131 | 91.1981
6 | 3 | 20 | 0 | 0 | 32.8 | 6.2 | 0 | 32.8 | 0 | 0 | 0 | 0 | 0
6 | 3 | 21 | 0 | 0 | 32.8 | 4.6 | 0 | 32.8 | 0 | 0 | 0 | 0 | 0
6 | 3 | 22 | 0 | 0 | 31.7 | 2.6 | 0 | 31.7 | 0 | 0 | 0 | 0 | 0
6 | 3 | 23 | 0 | 0 | 30.6 | 2.6 | 0 | 30.6 | 0 | 0 | 0 | 0 | 0
6 | 4 | 0 | 0 | 0 | 30 | 2.6 | 0 | 30 | 0 | 0 | 0 | 0 | 0
6 | 4 | 1 | 0 | 0 | 29.4 | 2.1 | 0 | 29.4 | 0 | 0 | 0 | 0 | 0
6 | 4 | 2 | 0 | 0 | 29.4 | 2.1 | 0 | 29.4 | 0 | 0 | 0 | 0 | 0
6 | 4 | 3 | 0 | 0 | 29.4 | 1.5 | 0 | 29.4 | 0 | 0 | 0 | 0 | 0
6 | 4 | 4 | 0 | 0 | 28.3 | 0 | 0 | 28.3 | 0 | 0 | 0 | 0 | 0
6 | 4 | 5 | 60 | 16 | 27.8 | 0 | 13.336 | 25.478 | 114.497 | 56.759 | 0 | 0 | 0
6 | 4 | 6 | 423 | 47 | 30 | 2.1 | 43.05 | 29.723 | 311.08 | 249.663 | 2663.9549 | 2180.574 | 2024.0828
6 | 4 | 7 | 613 | 104 | 31.7 | 1.5 | 254.601 | 37.561 | 1838.178 | 1743.704 | 4132.6075 | 3443.0823 | 3327.8568
6 | 4 | 8 | 753 | 110 | 32.8 | 2.1 | 475.112 | 44.355 | 3670.578 | 3525.946 | 6369.3336 | 5363.5301 | 4719.8298
6 | 4 | 9 | 800 | 112 | 33.9 | 1 | 655.12 | 53.684 | 5017.537 | 4828.738 | 8467.0002 | 7291.5206 | 5945.7897
6 | 4 | 10 | 893 | 140 | 36.1 | 2.1 | 874.197 | 58.313 | 6623.697 | 6374.147 | 11082.5961 | 9644.031 | 7672.0376
6 | 4 | 11 | 890 | 119 | 36.7 | 3.6 | 931.128 | 57.299 | 7096.524 | 6827.416 | 11934.9303 | 10390.9836 | 8061.7552
6 | 4 | 12 | 926 | 138 | 37.2 | 3.1 | 1006.191 | 60.459 | 7575.591 | 7285.888 | 11958.3801 | 10414.1688 | 8195.6381
6 | 4 | 13 | 917 | 132 | 38.9 | 4.1 | 960.537 | 59.438 | 7258.067 | 6982.102 | 12002.9808 | 10449.0329 | 8182.493
6 | 4 | 14 | 899 | 127 | 40 | 4.6 | 853.192 | 57.647 | 6478.15 | 6234.468 | 12001.9892 | 10457.9009 | 8152.1885
6 | 4 | 15 | 868 | 113 | 40 | 6.7 | 682.746 | 51.513 | 5262.819 | 5065.311 | 10616.7336 | 9231.0973 | 7207.8476
6 | 4 | 16 | 808 | 94 | 39.4 | 5.7 | 464.177 | 47.961 | 3505.948 | 3366.29 | 8351.5552 | 7163.7281 | 5762.4725
6 | 4 | 17 | 700 | 70 | 38.9 | 5.7 | 227.125 | 42.919 | 1526.851 | 1439.761 | 5758.6302 | 4845.5909 | 4077.3264
6 | 4 | 18 | 470 | 44 | 37.8 | 5.2 | 33.25 | 38.002 | 272.936 | 212.244 | 3101.4949 | 2570.363 | 2284.0195
6 | 4 | 19 | 46 | 14 | 36.7 | 3.6 | 11.692 | 36.072 | 96.655 | 39.244 | 291.6791 | 239.1856 | 278.1679
6 | 4 | 20 | 0 | 0 | 34.4 | 3.6 | 0 | 34.4 | 0 | 0 | 0 | 0 | 0
6 | 4 | 21 | 0 | 0 | 33.3 | 4.6 | 0 | 33.3 | 0 | 0 | 0 | 0 | 0
6 | 4 | 22 | 0 | 0 | 32.8 | 4.6 | 0 | 32.8 | 0 | 0 | 0 | 0 | 0
6 | 4 | 23 | 0 | 0 | 31.7 | 3.1 | 0 | 31.7 | 0 | 0 | 0 | 0 | 0
6 | 5 | 0 | 0 | 0 | 30.6 | 3.1 | 0 | 30.6 | 0 | 0 | 0 | 0 | 0
6 | 5 | 1 | 0 | 0 | 29.4 | 3.6 | 0 | 29.4 | 0 | 0 | 0 | 0 | 0
6 | 5 | 2 | 0 | 0 | 28.3 | 3.1 | 0 | 28.3 | 0 | 0 | 0 | 0 | 0
6 | 5 | 3 | 0 | 0 | 27.2 | 2.1 | 0 | 27.2 | 0 | 0 | 0 | 0 | 0
6 | 5 | 4 | 0 | 0 | 26.7 | 1.5 | 0 | 26.7 | 0 | 0 | 0 | 0 | 0
6 | 5 | 5 | 25 | 17 | 26.1 | 2.1 | 14.771 | 24.921 | 127.064 | 69.095 | 0 | 0 | 0
6 | 5 | 6 | 268 | 76 | 27.2 | 2.1 | 62.228 | 27.333 | 498.218 | 433.178 | 1686.7676 | 1380.4767 | 1576.3784
6 | 5 | 7 | 586 | 104 | 29.4 | 2.1 | 246.908 | 34.575 | 1805.178 | 1711.502 | 3945.7614 | 3286.458 | 3208.0272
6 | 5 | 8 | 656 | 165 | 31.1 | 2.1 | 476.653 | 42.665 | 3723.726 | 3577.468 | 5542.3439 | 4666.7915 | 4562.2363
6 | 5 | 9 | 740 | 203 | 32.2 | 0 | 702.448 | 58.352 | 5289.36 | 5090.897 | 7823.9956 | 6736.5476 | 6156.376
6 | 5 | 10 | 758 | 224 | 33.3 | 2.1 | 851.216 | 55.171 | 6531.949 | 6286.106 | 9400.7668 | 8180.0723 | 7210.5357
6 | 5 | 11 | 835 | 210 | 35 | 4.1 | 973.683 | 55.598 | 7471.22 | 7186.07 | 11195.2491 | 9747.4653 | 8219.2753
6 | 5 | 12 | 850 | 200 | 36.1 | 2.1 | 1002.087 | 62.083 | 7495.973 | 7209.747 | 10979.1526 | 9561.2577 | 8014.2204
6 | 5 | 13 | 844 | 193 | 37.8 | 6.7 | 959.687 | 53.922 | 7411.322 | 7128.769 | 11043.8592 | 9613.9665 | 8006.6835
6 | 5 | 14 | 844 | 164 | 38.9 | 0 | 848.949 | 71.188 | 6102.1 | 5873.243 | 11267.6971 | 9818.0795 | 7952.5565
6 | 5 | 15 | 802 | 148 | 38.9 | 5.7 | 674.693 | 51.409 | 5206.938 | 5011.432 | 9809.6749 | 8529.3759 | 6950.955
6 | 5 | 16 | 733 | 124 | 38.9 | 5.7 | 456.468 | 47.3 | 3469.178 | 3330.619 | 7577.4182 | 6499.8309 | 5485.5551
6 | 5 | 17 | 604 | 92 | 37.2 | 7.2 | 222.406 | 40.524 | 1544.432 | 1456.934 | 4969.8703 | 4181.8796 | 3725.8726
6 | 5 | 18 | 352 | 55 | 36.7 | 5.2 | 41.465 | 37.014 | 341.608 | 279.608 | 2322.4524 | 1924.6532 | 1851.7898
6 | 5 | 19 | 23 | 14 | 34.4 | 5.2 | 12.257 | 33.809 | 102.163 | 44.652 | 145.6941 | 119.4417 | 183.6529
6 | 5 | 20 | 0 | 0 | 32.8 | 4.6 | 0 | 32.8 | 0 | 0 | 0 | 0 | 0
6 | 5 | 21 | 0 | 0 | 31.1 | 0 | 0 | 31.1 | 0 | 0 | 0 | 0 | 0
6 | 5 | 22 | 0 | 0 | 31.1 | 0 | 0 | 31.1 | 0 | 0 | 0 | 0 | 0
6 | 5 | 23 | 0 | 0 | 30 | 3.1 | 0 | 30 | 0 | 0 | 0 | 0 | 0
6 | 6 | 0 | 0 | 0 | 28.3 | 3.1 | 0 | 28.3 | 0 | 0 | 0 | 0 | 0
6 | 6 | 1 | 0 | 0 | 26.7 | 2.1 | 0 | 26.7 | 0 | 0 | 0 | 0 | 0
6 | 6 | 2 | 0 | 0 | 26.1 | 2.1 | 0 | 26.1 | 0 | 0 | 0 | 0 | 0
6 | 6 | 3 | 0 | 0 | 24.4 | 0 | 0 | 24.4 | 0 | 0 | 0 | 0 | 0
6 | 6 | 4 | 0 | 0 | 23.9 | 0 | 0 | 23.9 | 0 | 0 | 0 | 0 | 0
6 | 6 | 5 | 19 | 20 | 24.4 | 2.1 | 17.553 | 23.237 | 151.887 | 93.46 | 0 | 0 | 0
6 | 6 | 6 | 306 | 69 | 26.7 | 1.5 | 57.3 | 26.677 | 454.166 | 389.99 | 1924.8508 | 1575.094 | 1685.8065
6 | 6 | 7 | 547 | 116 | 27.8 | 2.1 | 246.849 | 32.925 | 1831.538 | 1737.225 | 3678.7459 | 3063.1812 | 3113.6749
6 | 6 | 8 | 676 | 155 | 28.9 | 0 | 476.459 | 46.722 | 3661.602 | 3517.244 | 5704.6578 | 4803.1297 | 4598.5102
6 | 6 | 9 | 752 | 184 | 30.6 | 2.1 | 692.027 | 48.113 | 5420.489 | 5217.274 | 7942.8168 | 6837.61 | 6103.2148
6 | 6 | 10 | 799 | 204 | 31.7 | 1.5 | 860.89 | 55.779 | 6589.663 | 6341.491 | 9902.5493 | 8616.2487 | 7381.9496
6 | 6 | 11 | 825 | 214 | 33.9 | 2.1 | 967.32 | 58.882 | 7326.805 | 7047.895 | 11059.0543 | 9629.3453 | 8162.9412
6 | 6 | 12 | 828 | 218 | 36.7 | 2.1 | 997.067 | 62.528 | 7445.099 | 7161.083 | 10697.5394 | 9315.8619 | 7963.1859
6 | 6 | 13 | 817 | 214 | 37.2 | 1.5 | 953.945 | 64.256 | 7070.644 | 6802.625 | 10687.004 | 9303.2105 | 7929.949
6 | 6 | 14 | 789 | 202 | 38.3 | 2.1 | 843.183 | 60.486 | 6332.534 | 6094.65 | 10533.5093 | 9178.3392 | 7759.6765
6 | 6 | 15 | 743 | 181 | 37.8 | 3.6 | 667.422 | 52.877 | 5125.354 | 4932.752 | 9088.4648 | 7902.3038 | 6732.8929
6 | 6 | 16 | 664 | 151 | 38.3 | 3.6 | 449.697 | 48.467 | 3414.604 | 3277.667 | 6865.3811 | 5889.2121 | 5226.9039
6 | 6 | 17 | 525 | 110 | 37.2 | 3.1 | 220.336 | 42.279 | 1552.247 | 1464.567 | 4320.9035 | 3635.7984 | 3436.0514
6 | 6 | 18 | 266 | 64 | 36.7 | 3.6 | 47.95 | 37.263 | 394.668 | 331.648 | 1754.8492 | 1454.2318 | 1543.1773
6 | 6 | 19 | 10 | 15 | 35 | 4.1 | 13.431 | 34.399 | 111.709 | 54.022 | 63.2851 | 51.8687 | 136.6738
6 | 6 | 20 | 0 | 0 | 33.3 | 3.6 | 0 | 33.3 | 0 | 0 | 0 | 0 | 0
6 | 6 | 21 | 0 | 0 | 31.7 | 2.6 | 0 | 31.7 | 0 | 0 | 0 | 0 | 0
6 | 6 | 22 | 0 | 0 | 31.1 | 2.6 | 0 | 31.1 | 0 | 0 | 0 | 0 | 0
6 | 6 | 23 | 0 | 0 | 29.4 | 2.1 | 0 | 29.4 | 0 | 0 | 0 | 0 | 0
6 | 7 | 0 | 0 | 0 | 28.3 | 2.1 | 0 | 28.3 | 0 | 0 | 0 | 0 | 0
6 | 7 | 1 | 0 | 0 | 27.2 | 0 | 0 | 27.2 | 0 | 0 | 0 | 0 | 0
6 | 7 | 2 | 0 | 0 | 26.7 | 0 | 0 | 26.7 | 0 | 0 | 0 | 0 | 0
6 | 7 | 3 | 0 | 0 | 26.1 | 2.1 | 0 | 26.1 | 0 | 0 | 0 | 0 | 0
6 | 7 | 4 | 0 | 0 | 25 | 2.1 | 0 | 25 | 0 | 0 | 0 | 0 | 0
6 | 7 | 5 | 20 | 20 | 25 | 2.1 | 17.558 | 23.862 | 151.601 | 93.178 | 0 | 0 | 0
6 | 7 | 6 | 312 | 69 | 26.7 | 2.1 | 57.102 | 26.688 | 453.403 | 389.241 | 1961.5838 | 1604.9354 | 1709.5298
6 | 7 | 7 | 555 | 115 | 28.3 | 2.1 | 247.427 | 33.449 | 1829.024 | 1734.772 | 3728.1677 | 3103.4579 | 3139.3981
6 | 7 | 8 | 688 | 154 | 31.1 | 1.5 | 480.543 | 43.852 | 3731.413 | 3584.92 | 5799.202 | 4882.4114 | 4651.377
6 | 7 | 9 | 762 | 183 | 31.1 | 1.5 | 696.932 | 50.337 | 5412.042 | 5209.136 | 8040.3488 | 6920.3267 | 6156.7141
6 | 7 | 10 | 811 | 203 | 34.4 | 3.1 | 868.927 | 54.312 | 6689.181 | 6436.968 | 10044.5399 | 8739.3532 | 7461.5285
6 | 7 | 11 | 837 | 213 | 36.1 | 3.1 | 976.496 | 58.632 | 7403.531 | 7121.314 | 11217.7524 | 9767.9863 | 8252.7345
6 | 7 | 12 | 847 | 217 | 37.2 | 1 | 1013.283 | 68.074 | 7397.041 | 7115.104 | 10945.9805 | 9532.0398 | 8107.6293
6 | 7 | 13 | 838 | 213 | 37.8 | 2.6 | 971.505 | 61.672 | 7276.192 | 6999.452 | 10957.9682 | 9538.9915 | 8088.0937
6 | 7 | 14 | 803 | 210 | 38.3 | 3.1 | 861.772 | 58.554 | 6522.153 | 6276.705 | 10720.6041 | 9341.3462 | 7926.9947
6 | 7 | 15 | 755 | 188 | 38.9 | 5.2 | 681.746 | 52.244 | 5248.536 | 5051.541 | 9235.9724 | 8030.5761 | 6869.292
6 | 7 | 16 | 681 | 150 | 38.3 | 3.6 | 456.762 | 48.645 | 3464.761 | 3326.333 | 7042.7275 | 6041.5431 | 5329.2907
6 | 7 | 17 | 542 | 110 | 38.9 | 5.2 | 224.562 | 43.1 | 1574.418 | 1486.222 | 4462.1252 | 3754.6165 | 3524.7675
6 | 7 | 18 | 279 | 64 | 37.2 | 6.2 | 47.958 | 37.587 | 394.265 | 331.252 | 1840.5155 | 1525.2023 | 1598.4756
6 | 7 | 19 | 11 | 16 | 35 | 4.6 | 14.238 | 34.44 | 118.405 | 60.595 | 69.5508 | 56.9905 | 147.0972
6 | 7 | 20 | 0 | 0 | 33.9 | 4.1 | 0 | 33.9 | 0 | 0 | 0 | 0 | 0
6 | 7 | 21 | 0 | 0 | 32.2 | 3.1 | 0 | 32.2 | 0 | 0 | 0 | 0 | 0
6 | 7 | 22 | 0 | 0 | 31.1 | 1 | 0 | 31.1 | 0 | 0 | 0 | 0 | 0
6 | 7 | 23 | 0 | 0 | 30.6 | 2.1 | 0 | 30.6 | 0 | 0 | 0 | 0 | 0
6 | 8 | 0 | 0 | 0 | 28.9 | 2.1 | 0 | 28.9 | 0 | 0 | 0 | 0 | 0
6 | 8 | 1 | 0 | 0 | 27.2 | 0 | 0 | 27.2 | 0 | 0 | 0 | 0 | 0
6 | 8 | 2 | 0 | 0 | 26.1 | 1.5 | 0 | 26.1 | 0 | 0 | 0 | 0 | 0
6 | 8 | 3 | 0 | 0 | 25.6 | 3.1 | 0 | 25.6 | 0 | 0 | 0 | 0 | 0
6 | 8 | 4 | 0 | 0 | 24.4 | 3.6 | 0 | 24.4 | 0 | 0 | 0 | 0 | 0
6 | 8 | 5 | 99 | 18 | 23.9 | 4.1 | 14.07 | 22.897 | 121.89 | 64.016 | 0 | 0 | 0
6 | 8 | 6 | 518 | 48 | 24.4 | 2.1 | 43.974 | 23.95 | 324.131 | 262.466 | 3255.2196 | 2663.042 | 2412.9621
6 | 8 | 7 | 731 | 74 | 26.7 | 3.1 | 257.924 | 31.477 | 1854.27 | 1759.405 | 4904.8021 | 4081.7989 | 3633.8991
6 | 8 | 8 | 838 | 97 | 29.4 | 1.5 | 500.449 | 42.727 | 3878.864 | 3727.806 | 7055.4593 | 5939.7001 | 5065.7089
6 | 8 | 9 | 893 | 114 | 31.7 | 0 | 716.083 | 58.41 | 5380.986 | 5179.209 | 9413.2336 | 8100.5329 | 6541.5137
6 | 8 | 10 | 935 | 126 | 33.3 | 2.6 | 892.008 | 54.858 | 6849.939 | 6591.125 | 11572.6613 | 10068.4184 | 7876.2094
6 | 8 | 11 | 946 | 132 | 33.9 | 0 | 990.7 | 70.182 | 7166.354 | 6894.292 | 12676.1609 | 11038.4185 | 8599.2736
6 | 8 | 12 | 948 | 135 | 35.6 | 4.6 | 1021.197 | 56.567 | 7807.906 | 7507.934 | 12254.9118 | 10671.6748 | 8355.9947
6 | 8 | 13 | 941 | 132 | 36.1 | 5.2 | 980.174 | 55.152 | 7532.538 | 7244.717 | 12300.5384 | 10707.6101 | 8363.552
6 | 8 | 14 | 923 | 124 | 36.7 | 5.2 | 868.745 | 53.643 | 6700.264 | 6447.599 | 12323.0265 | 10737.5775 | 8327.5497
6 | 8 | 15 | 894 | 112 | 36.1 | 6.7 | 698.851 | 47.809 | 5463.618 | 5258.828 | 10937.5403 | 9510.0976 | 7396.1733
6 | 8 | 16 | 829 | 94 | 35.6 | 6.2 | 474.689 | 43.842 | 3641.927 | 3498.168 | 8575.5761 | 7356.7745 | 5899.9752
6 | 8 | 17 | 721 | 71 | 35 | 4.1 | 234.418 | 39.87 | 1595.75 | 1507.055 | 5937.7892 | 4996.2844 | 4196.3108
6 | 8 | 18 | 490 | 45 | 33.9 | 4.6 | 33.945 | 34.034 | 282.693 | 221.816 | 3232.4485 | 2678.6726 | 2375.0268
6 | 8 | 19 | 69 | 16 | 32.8 | 2.1 | 13.304 | 31.922 | 111.642 | 53.956 | 435.901 | 357.0998 | 384.2398
6 | 8 | 20 | 0 | 0 | 31.1 | 2.6 | 0 | 31.1 | 0 | 0 | 0 | 0 | 0
6 | 8 | 21 | 0 | 0 | 30.6 | 2.6 | 0 | 30.6 | 0 | 0 | 0 | 0 | 0
6 | 8 | 22 | 0 | 0 | 30 | 2.1 | 0 | 30 | 0 | 0 | 0 | 0 | 0
6 | 8 | 23 | 0 | 0 | 28.3 | 0 | 0 | 28.3 | 0 | 0 | 0 | 0 | 0
6 | 9 | 0 | 0 | 0 | 27.8 | 0 | 0 | 27.8 | 0 | 0 | 0 | 0 | 0
6 | 9 | 1 | 0 | 0 | 27.2 | 2.1 | 0 | 27.2 | 0 | 0 | 0 | 0 | 0
6 | 9 | 2 | 0 | 0 | 26.1 | 3.1 | 0 | 26.1 | 0 | 0 | 0 | 0 | 0
6 | 9 | 3 | 0 | 0 | 24.4 | 3.1 | 0 | 24.4 | 0 | 0 | 0 | 0 | 0
6 | 9 | 4 | 0 | 0 | 24.4 | 3.1 | 0 | 24.4 | 0 | 0 | 0 | 0 | 0
6 | 9 | 5 | 124 | 18 | 23.3 | 3.1 | 14.096 | 22.171 | 122.425 | 64.541 | 0 | 0 | 0
6 | 9 | 6 | 555 | 43 | 25 | 4.6 | 42.789 | 24.674 | 312.302 | 250.863 | 3486.2907 | 2851.7676 | 2530.608
6 | 9 | 7 | 750 | 66 | 27.2 | 3.1 | 254.684 | 31.907 | 1815.417 | 1721.494 | 5026.6614 | 4182.0759 | 3661.4493
6 | 9 | 8 | 846 | 87 | 28.9 | 2.1 | 494.548 | 40.932 | 3854.709 | 3704.405 | 7114.7335 | 5989.2531 | 5037.4215
6 | 9 | 9 | 898 | 102 | 31.1 | 3.1 | 707.294 | 47.102 | 5551.696 | 5343.668 | 9456.6271 | 8136.4572 | 6488.6698
6 | 9 | 10 | 932 | 113 | 32.8 | 3.6 | 876.542 | 52.022 | 6805.332 | 6548.358 | 11528.0039 | 10029.094 | 7762.2003
6 | 9 | 11 | 949 | 119 | 33.9 | 4.1 | 980.668 | 54.702 | 7550.155 | 7261.565 | 12713.911 | 11071.7845 | 8535.2233
6 | 9 | 12 | 951 | 121 | 36.1 | 4.6 | 1010.622 | 56.839 | 7718.664 | 7422.658 | 12297.7219 | 10708.7205 | 8288.5146
6 | 9 | 13 | 954 | 119 | 36.7 | 4.6 | 979.522 | 56.882 | 7476.425 | 7191.049 | 12466.0123 | 10851.5678 | 8377.366
6 | 9 | 14 | 935 | 112 | 37.2 | 4.6 | 867.074 | 55.168 | 6647.356 | 6396.846 | 12483.7093 | 10877.543 | 8345.1864
6 | 9 | 15 | 905 | 101 | 37.8 | 5.7 | 695.874 | 50.686 | 5379.779 | 5178.046 | 11073.6226 | 9628.4554 | 7405.4485
6 | 9 | 16 | 850 | 85 | 37.8 | 5.2 | 476.995 | 47.064 | 3612.293 | 3469.433 | 8795.4959 | 7545.783 | 5975.3257
6 | 9 | 17 | 754 | 64 | 37.8 | 6.2 | 236.15 | 41.746 | 1584.765 | 1496.326 | 6211.9439 | 5226.951 | 4322.6301
6 | 9 | 18 | 537 | 41 | 36.7 | 5.7 | 33.567 | 36.86 | 276.696 | 215.932 | 3542.6902 | 2935.8049 | 2549.6014
6 | 9 | 19 | 91 | 14 | 34.4 | 4.1 | 10.95 | 33.696 | 91.304 | 33.991 | 574.4221 | 470.4791 | 461.1398
6 | 9 | 20 | 0 | 0 | 33.3 | 3.6 | 0 | 33.3 | 0 | 0 | 0 | 0 | 0
6 | 9 | 21 | 0 | 0 | 32.2 | 3.6 | 0 | 32.2 | 0 | 0 | 0 | 0 | 0
6 | 9 | 22 | 0 | 0 | 28.9 | 2.1 | 0 | 28.9 | 0 | 0 | 0 | 0 | 0
6 | 9 | 23 | 0 | 0 | 26.7 | 3.1 | 0 | 26.7 | 0 | 0 | 0 | 0 | 0
6 | 10 | 0 | 0 | 0 | 26.7 | 2.6 | 0 | 26.7 | 0 | 0 | 0 | 0 | 0
6 | 10 | 1 | 0 | 0 | 26.7 | 1.5 | 0 | 26.7 | 0 | 0 | 0 | 0 | 0
6 | 10 | 2 | 0 | 0 | 26.1 | 0 | 0 | 26.1 | 0 | 0 | 0 | 0 | 0
6 | 10 | 3 | 0 | 0 | 24.4 | 0 | 0 | 24.4 | 0 | 0 | 0 | 0 | 0
6 | 10 | 4 | 0 | 0 | 24.4 | 0 | 0 | 24.4 | 0 | 0 | 0 | 0 | 0
6 | 10 | 5 | 178 | 16 | 23.9 | 3.1 | 12.545 | 22.746 | 108.74 | 51.107 | 0 | 0 | 0
6 | 10 | 6 | 632 | 35 | 25.6 | 2.1 | 36.574 | 24.987 | 254.419 | 194.077 | 3968.5308 | 3245.9281 | 2791.7082
6 | 10 | 7 | 808 | 54 | 29.4 | 3.1 | 260.319 | 34.265 | 1821.552 | 1727.481 | 5409.5044 | 4499.4005 | 3831.4289
6 | 10 | 8 | 897 | 71 | 31.1 | 1.5 | 503.009 | 44.498 | 3861.23 | 3710.723 | 7535.1895 | 6342.8543 | 5196.4899
6 | 10 | 9 | 944 | 85 | 33.3 | 2.1 | 721.024 | 51.541 | 5561.91 | 5353.505 | 9931.3982 | 8543.4888 | 6667.6432
6 | 10 | 10 | 972 | 94 | 35 | 2.1 | 890.293 | 57.789 | 6757.302 | 6502.303 | 12015.0567 | 10452.3477 | 7931.3445
6 | 10 | 11 | 988 | 99 | 36.7 | 2.1 | 996.53 | 62.325 | 7443.599 | 7159.648 | 13233.8636 | 11525.0765 | 8717.9539
6 | 10 | 12 | 997 | 101 | 37.8 | 3.6 | 1034.522 | 60.711 | 7780.549 | 7481.796 | 12897.1009 | 11230.3932 | 8519.4869
6 | 10 | 13 | 987 | 99 | 38.3 | 5.2 | 990.129 | 57.576 | 7536.506 | 7248.513 | 12892.4985 | 11222.745 | 8503.1725
6 | 10 | 14 | 977 | 93 | 37.8 | 4.1 | 882.74 | 56.791 | 6723.875 | 6470.245 | 13045.0984 | 11366.6437 | 8559.9109
6 | 10 | 15 | 949 | 83 | 38.9 | 5.2 | 707.668 | 52.755 | 5425.426 | 5222.032 | 11613.92 | 10098.2873 | 7613.6897
6 | 10 | 16 | 895 | 70 | 37.8 | 4.6 | 483.92 | 47.867 | 3647.289 | 3503.366 | 9264.34 | 7948.4239 | 6163.8947
6 | 10 | 17 | 808 | 52 | 38.3 | 3.6 | 241.022 | 43.65 | 1589.873 | 1501.315 | 6659.6829 | 5603.6764 | 4525.221
6 | 10 | 18 | 608 | 33 | 37.2 | 4.6 | 26.824 | 37.313 | 220.744 | 161.035 | 4011.5193 | 3324.4119 | 2800.8583
6 | 10 | 19 | 138 | 13 | 35 | 2.6 | 10.068 | 34.172 | 83.801 | 26.625 | 870.4458 | 712.7945 | 646.3747
6 | 10 | 20 | 0 | 0 | 33.3 | 1.5 | 0 | 33.3 | 0 | 0 | 0 | 0 | 0
6 | 10 | 21 | 0 | 0 | 32.2 | 2.1 | 0 | 32.2 | 0 | 0 | 0 | 0 | 0
6 | 10 | 22 | 0 | 0 | 30.6 | 2.1 | 0 | 30.6 | 0 | 0 | 0 | 0 | 0
6 | 10 | 23 | 0 | 0 | 30 | 1.5 | 0 | 30 | 0 | 0 | 0 | 0 | 0
6 | 11 | 0 | 0 | 0 | 28.9 | 1.5 | 0 | 28.9 | 0 | 0 | 0 | 0 | 0
6 | 11 | 1 | 0 | 0 | 27.8 | 2.1 | 0 | 27.8 | 0 | 0 | 0 | 0 | 0
6 | 11 | 2 | 0 | 0 | 27.8 | 2.1 | 0 | 27.8 | 0 | 0 | 0 | 0 | 0
6 | 11 | 3 | 0 | 0 | 26.7 | 2.6 | 0 | 26.7 | 0 | 0 | 0 | 0 | 0
6 | 11 | 4 | 0 | 0 | 25.6 | 2.6 | 0 | 25.6 | 0 | 0 | 0 | 0 | 0
6 | 11 | 5 | 181 | 15 | 25.6 | 2.1 | 11.679 | 24.315 | 100.68 | 43.195 | 0 | 0 | 0
6 | 11 | 6 | 628 | 35 | 27.2 | 3.1 | 35.951 | 26.704 | 251.688 | 191.397 | 3942.1805 | 3224.1118 | 2774.6106
6 | 11 | 7 | 807 | 54 | 28.9 | 2.6 | 259.288 | 33.988 | 1814.511 | 1720.61 | 5397.1163 | 4487.9381 | 3823.9519
6 | 11 | 8 | 896 | 71 | 32.8 | 2.1 | 501.64 | 45.026 | 3842.097 | 3692.185 | 7518.4894 | 6328.4798 | 5186.1985
6 | 11 | 9 | 941 | 84 | 35 | 2.1 | 717.137 | 53.118 | 5497.756 | 5291.714 | 9890.3862 | 8506.7856 | 6636.1175
6 | 11 | 10 | 968 | 93 | 37.8 | 2.6 | 885.221 | 59.104 | 6683.687 | 6431.698 | 11958.0867 | 10402.3404 | 7889.9905
6 | 11 | 11 | 983 | 98 | 38.3 | 3.1 | 990.333 | 61.104 | 7433.593 | 7150.075 | 13164.3881 | 11465.047 | 8668.7938
6 | 11 | 12 | 989 | 100 | 39.4 | 2.6 | 1025.561 | 64.355 | 7600.687 | 7309.883 | 12798.3888 | 11144.1681 | 8452.7719
6 | 11 | 13 | 988 | 98 | 40.6 | 1.5 | 989.786 | 68.446 | 7210.351 | 6936.42 | 12900.7113 | 11229.8344 | 8501.5068
6 | 11 | 14 | 974 | 92 | 40 | 1.5 | 879.32 | 65.095 | 6478.771 | 6235.063 | 13005.7956 | 11332.3247 | 8529.3635
6 | 11 | 15 | 942 | 83 | 41.7 | 2.1 | 703.286 | 60.373 | 5232.77 | 5036.34 | 11530.4806 | 10025.7926 | 7562.9706
6 | 11 | 16 | 897 | 69 | 41.1 | 2.1 | 484.299 | 54.142 | 3563.105 | 3421.731 | 9288.6183 | 7969.7171 | 6172.0225
6 | 11 | 17 | 806 | 52 | 41.1 | 2.1 | 241.099 | 47.633 | 1568.055 | 1480.006 | 6646.3358 | 5592.4293 | 4516.7561
6 | 11 | 18 | 612 | 33 | 39.4 | 3.1 | 26.815 | 39.683 | 218.755 | 159.083 | 4038.556 | 3346.955 | 2818.2605
6 | 11 | 19 | 142 | 14 | 37.8 | 2.6 | 10.922 | 37.12 | 89.949 | 32.661 | 895.0473 | 732.8042 | 668.6611
6 | 11 | 20 | 0 | 0 | 35.6 | 2.6 | 0 | 35.6 | 0 | 0 | 0 | 0 | 0
6 | 11 | 21 | 0 | 0 | 33.9 | 1.5 | 0 | 33.9 | 0 | 0 | 0 | 0 | 0
6 | 11 | 22 | 0 | 0 | 32.8 | 0 | 0 | 32.8 | 0 | 0 | 0 | 0 | 0
6 | 11 | 23 | 0 | 0 | 32.2 | 0 | 0 | 32.2 | 0 | 0 | 0 | 0 | 0
6 | 12 | 0 | 0 | 0 | 31.1 | 0 | 0 | 31.1 | 0 | 0 | 0 | 0 | 0
6 | 12 | 1 | 0 | 0 | 28.9 | 0 | 0 | 28.9 | 0 | 0 | 0 | 0 | 0
6 | 12 | 2 | 0 | 0 | 29.4 | 2.1 | 0 | 29.4 | 0 | 0 | 0 | 0 | 0
6 | 12 | 3 | 0 | 0 | 27.8 | 1.5 | 0 | 27.8 | 0 | 0 | 0 | 0 | 0
6 | 12 | 4 | 0 | 0 | 27.2 | 2.1 | 0 | 27.2 | 0 | 0 | 0 | 0 | 0
6 | 12 | 5 | 86 | 19 | 26.7 | 2.6 | 14.849 | 25.623 | 127.422 | 69.446 | 0 | 0 | 0
6 | 12 | 6 | 493 | 50 | 27.2 | 3.1 | 43.334 | 26.886 | 329.565 | 267.796 | 3093.9281 | 2530.1956 | 2321.1422
6 | 12 | 7 | 710 | 78 | 29.4 | 3.6 | 253.337 | 33.907 | 1806.346 | 1712.642 | 4743.5547 | 3943.4848 | 3557.4849
6 | 12 | 8 | 821 | 102 | 32.8 | 3.1 | 493.566 | 43.514 | 3812.639 | 3663.641 | 6881.6864 | 5792.2013 | 4990.0879
6 | 12 | 9 | 880 | 121 | 35.6 | 2.1 | 710.286 | 53.524 | 5439.769 | 5235.851 | 9240.5771 | 7946.5837 | 6483.1647
6 | 12 | 10 | 911 | 133 | 38.3 | 2.1 | 875.492 | 60.626 | 6571.073 | 6323.653 | 11247.022 | 9783.386 | 7724.813
6 | 12 | 11 | 932 | 140 | 40.6 | 1.5 | 982.398 | 67.85 | 7174.973 | 6902.545 | 12479.0492 | 10868.6075 | 8532.0313
6 | 12 | 12 | 937 | 143 | 41.7 | 2.1 | 1015.884 | 67.807 | 7423.613 | 7140.528 | 12130.2211 | 10562.0993 | 8333.629
6 | 12 | 13 | 939 | 140 | 42.8 | 5.2 | 984.346 | 61.998 | 7361.904 | 7081.483 | 12256.1788 | 10668.7407 | 8390.0924
6 | 12 | 14 | 916 | 132 | 43.3 | 4.6 | 870.17 | 61.288 | 6511.844 | 6266.81 | 12232.1556 | 10658.1476 | 8325.8798
6 | 12 | 15 | 877 | 119 | 42.8 | 4.1 | 694.813 | 57.833 | 5226.132 | 5029.939 | 10737.2313 | 9336.1211 | 7321.1529
6 | 12 | 16 | 819 | 100 | 42.2 | 4.1 | 477.16 | 52.575 | 3545.252 | 3404.415 | 8484.5084 | 7280.2521 | 5883.289
6 | 12 | 17 | 710 | 76 | 41.7 | 3.1 | 238.28 | 47.36 | 1588.404 | 1499.881 | 5857.7296 | 4928.8601 | 4178.5466
6 | 12 | 18 | 476 | 48 | 40.6 | 3.1 | 36.196 | 41.141 | 293.697 | 232.611 | 3141.7661 | 2603.8819 | 2335.6223
6 | 12 | 19 | 66 | 17 | 38.9 | 2.6 | 14.098 | 38.373 | 115.57 | 57.812 | 415.7373 | 340.319 | 377.5078
6 | 12 | 20 | 0 | 0 | 36.7 | 2.1 | 0 | 36.7 | 0 | 0 | 0 | 0 | 0
6 | 12 | 21 | 0 | 0 | 34.4 | 2.1 | 0 | 34.4 | 0 | 0 | 0 | 0 | 0
6 | 12 | 22 | 0 | 0 | 34.4 | 3.1 | 0 | 34.4 | 0 | 0 | 0 | 0 | 0
6 | 12 | 23 | 0 | 0 | 31.7 | 2.1 | 0 | 31.7 | 0 | 0 | 0 | 0 | 0
6 | 13 | 0 | 0 | 0 | 31.1 | 1.5 | 0 | 31.1 | 0 | 0 | 0 | 0 | 0
6 | 13 | 1 | 0 | 0 | 30 | 2.1 | 0 | 30 | 0 | 0 | 0 | 0 | 0
6 | 13 | 2 | 0 | 0 | 30 | 0 | 0 | 30 | 0 | 0 | 0 | 0 | 0
6 | 13 | 3 | 0 | 0 | 28.9 | 0 | 0 | 28.9 | 0 | 0 | 0 | 0 | 0
6 | 13 | 4 | 0 | 0 | 27.2 | 3.6 | 0 | 27.2 | 0 | 0 | 0 | 0 | 0
6 | 13 | 5 | 126 | 18 | 26.7 | 3.1 | 14.098 | 25.677 | 120.955 | 63.098 | 0 | 0 | 0
6 | 13 | 6 | 558 | 43 | 27.8 | 4.1 | 40.799 | 27.483 | 305.388 | 244.08 | 3501.1144 | 2863.0329 | 2540.0516
6 | 13 | 7 | 753 | 66 | 29.4 | 4.1 | 252.473 | 33.702 | 1781.379 | 1688.277 | 5025.9005 | 4177.1959 | 3662.7438
6 | 13 | 8 | 850 | 86 | 32.2 | 3.6 | 492.149 | 42.387 | 3811.031 | 3662.083 | 7117.1965 | 5990.1734 | 5033.0789
6 | 13 | 9 | 900 | 102 | 35 | 3.6 | 705.187 | 50.198 | 5468.436 | 5263.469 | 9441.9152 | 8118.438 | 6480.8439
6 | 13 | 10 | 939 | 113 | 36.7 | 1.5 | 879.042 | 61.083 | 6584.986 | 6337.004 | 11585.7525 | 10077.6469 | 7797.1287
6 | 13 | 11 | 953 | 119 | 38.3 | 1.5 | 981.603 | 65.641 | 7234.145 | 6959.2 | 12757.87 | 11111.867 | 8561.2768
6 | 13 | 12 | 959 | 121 | 39.4 | 1.5 | 1016.12 | 67.814 | 7425.007 | 7141.862 | 12420.0887 | 10814.2203 | 8362.9754
6 | 13 | 13 | 957 | 119 | 41.1 | 2.1 | 981.146 | 66.521 | 7204.323 | 6930.648 | 12486.2003 | 10868.9474 | 8389.72
6 | 13 | 14 | 941 | 112 | 41.7 | 3.1 | 871.825 | 62.129 | 6501.704 | 6257.077 | 12566.9836 | 10949.7916 | 8396.0802
6 | 13 | 15 | 906 | 101 | 41.1 | 2.1 | 697.381 | 59.624 | 5206.601 | 5011.107 | 11095.0509 | 9647.3231 | 7418.475
6 | 13 | 16 | 854 | 85 | 41.7 | 3.1 | 480.465 | 53.165 | 3556.245 | 3415.078 | 8851.1831 | 7595.4183 | 6008.9518
6 | 13 | 17 | 751 | 64 | 40.6 | 3.1 | 237.49 | 46.22 | 1572.005 | 1483.865 | 6199.4467 | 5216.3816 | 4314.4881
6 | 13 | 18 | 541 | 41 | 39.4 | 2.6 | 33.429 | 39.88 | 272.517 | 211.832 | 3571.7334 | 2960.4378 | 2568.1544
6 | 13 | 19 | 101 | 16 | 37.8 | 2.6 | 12.53 | 37.176 | 103.163 | 45.633 | 635.8231 | 520.3973 | 513.5819
6 | 13 | 20 | 0 | 0 | 36.7 | 2.6 | 0 | 36.7 | 0 | 0 | 0 | 0 | 0
6 | 13 | 21 | 0 | 0 | 34.4 | 1.5 | 0 | 34.4 | 0 | 0 | 0 | 0 | 0
6 | 13 | 22 | 0 | 0 | 33.3 | 1.5 | 0 | 33.3 | 0 | 0 | 0 | 0 | 0
6 | 13 | 23 | 0 | 0 | 32.2 | 2.1 | 0 | 32.2 | 0 | 0 | 0 | 0 | 0
6 | 14 | 0 | 0 | 0 | 30.6 | 2.1 | 0 | 30.6 | 0 | 0 | 0 | 0 | 0
6 | 14 | 1 | 0 | 0 | 30.6 | 2.1 | 0 | 30.6 | 0 | 0 | 0 | 0 | 0
6 | 14 | 2 | 0 | 0 | 28.9 | 0 | 0 | 28.9 | 0 | 0 | 0 | 0 | 0
6 | 14 | 3 | 0 | 0 | 27.8 | 1.5 | 0 | 27.8 | 0 | 0 | 0 | 0 | 0
6 | 14 | 4 | 0 | 0 | 27.2 | 0 | 0 | 27.2 | 0 | 0 | 0 | 0 | 0
6 | 14 | 5 | 50 | 20 | 28.3 | 1.5 | 16.452 | 27.134 | 140.432 | 82.216 | 0 | 0 | 0
6 | 14 | 6 | 412 | 59 | 29.4 | 2.6 | 48.979 | 29.282 | 414.907 | 351.495 | 2584.6432 | 2113.5021 | 2048.8198
6 | 14 | 7 | 640 | 93 | 30.6 | 2.6 | 245.128 | 35.415 | 1757.234 | 1664.711 | 4267.6522 | 3546.1609 | 3347.8347
6 | 14 | 8 | 763 | 123 | 32.8 | 3.1 | 482.459 | 43.247 | 3736.935 | 3590.272 | 6382.0902 | 5371.2664 | 4814.525
6 | 14 | 9 | 828 | 146 | 35.6 | 3.6 | 700.029 | 50.669 | 5422.768 | 5219.47 | 8678.7711 | 7461.1136 | 6304.6953
6 | 14 | 10 | 864 | 161 | 37.8 | 3.1 | 867.914 | 57.639 | 6592.574 | 6344.285 | 10654.1578 | 9266.9805 | 7551.3242
6 | 14 | 11 | 882 | 169 | 38.9 | 2.1 | 971.841 | 63.824 | 7215.706 | 6941.546 | 11805.2476 | 10282.5204 | 8315.2923
6 | 14 | 12 | 893 | 172 | 41.1 | 1.5 | 1011.15 | 69.287 | 7344.117 | 7064.462 | 11570.1816 | 10073.9461 | 8186.7327
6 | 14 | 13 | 885 | 169 | 41.7 | 3.1 | 971.054 | 64.272 | 7196.376 | 6923.04 | 11542.1495 | 10047.1718 | 8149.5662
6 | 14 | 14 | 868 | 160 | 42.2 | 3.1 | 863.498 | 62.427 | 6433.407 | 6191.514 | 11593.0932 | 10101.1216 | 8124.1896
6 | 14 | 15 | 824 | 144 | 42.2 | 4.1 | 686.391 | 57.054 | 5181.986 | 4987.371 | 10093.661 | 8776.6771 | 7096.8797
6 | 14 | 16 | 756 | 121 | 41.7 | 3.6 | 466.897 | 52.307 | 3482.33 | 3343.378 | 7839.3874 | 6727.6874 | 5625.7445
6 | 14 | 17 | 631 | 91 | 41.7 | 1.5 | 231.304 | 48.656 | 1559.566 | 1471.716 | 5211.9741 | 4385.492 | 3871.0517
6 | 14 | 18 | 388 | 56 | 40 | 3.1 | 42.564 | 40.645 | 346.008 | 283.924 | 2562.4231 | 2124.0412 | 2012.9306
6 | 14 | 19 | 37 | 17 | 38.9 | 3.1 | 14.715 | 38.429 | 120.6 | 62.75 | 232.798 | 190.509 | 259.0656
6 | 14 | 20 | 0 | 0 | 37.8 | 2.1 | 0 | 37.8 | 0 | 0 | 0 | 0 | 0
6 | 14 | 21 | 0 | 0 | 36.1 | 3.1 | 0 | 36.1 | 0 | 0 | 0 | 0 | 0
6 | 14 | 22 | 0 | 0 | 34.4 | 2.6 | 0 | 34.4 | 0 | 0 | 0 | 0 | 0
6 | 14 | 23 | 0 | 0 | 33.3 | 3.1 | 0 | 33.3 | 0 | 0 | 0 | 0 | 0
6 | 15 | 0 | 0 | 0 | 32.2 | 2.1 | 0 | 32.2 | 0 | 0 | 0 | 0 | 0
6 | 15 | 1 | 0 | 0 | 31.7 | 1.5 | 0 | 31.7 | 0 | 0 | 0 | 0 | 0
6 | 15 | 2 | 0 | 0 | 31.7 | 1 | 0 | 31.7 | 0 | 0 | 0 | 0 | 0
6 | 15 | 3 | 0 | 0 | 29.4 | 3.1 | 0 | 29.4 | 0 | 0 | 0 | 0 | 0
6 | 15 | 4 | 0 | 0 | 29.4 | 2.1 | 0 | 29.4 | 0 | 0 | 0 | 0 | 0
6 | 15 | 5 | 107 | 18 | 28.3 | 3.6 | 14.079 | 27.381 | 120.071 | 62.23 | 0 | 0 | 0
6 | 15 | 6 | 526 | 46 | 29.4 | 4.1 | 39.007 | 29.091 | 330.659 | 268.869 | 3299.4607 | 2697.9444 | 2428.6155
6 | 15 | 7 | 728 | 70 | 31.7 | 3.1 | 248.4 | 36.346 | 1740.149 | 1648.035 | 4850.0708 | 4029.2106 | 3575.8598
6 | 15 | 8 | 824 | 92 | 33.3 | 2.6 | 483.1 | 44.342 | 3714.413 | 3568.441 | 6885.3318 | 5794.6016 | 4927.1839
6 | 15 | 9 | 880 | 108 | 35.6 | 3.1 | 695.906 | 51.293 | 5373.7 | 5172.188 | 9215.7525 | 7921.5723 | 6382.3257
6 | 15 | 10 | 914 | 120 | 38.3 | 2.1 | 863.851 | 60.319 | 6490.929 | 6246.734 | 11264.3496 | 9797.3917 | 7648.4346
6 | 15 | 11 | 928 | 126 | 39.4 | 2.1 | 964.363 | 64.126 | 7150.986 | 6879.575 | 12418.7409 | 10817.2486 | 8401.2715
6 | 15 | 12 | 933 | 128 | 40.6 | 3.1 | 997.511 | 63.658 | 7413.742 | 7131.084 | 12093.6528 | 10529.4565 | 8211.1926
6 | 15 | 13 | 934 | 126 | 41.7 | 3.6 | 966.636 | 63.159 | 7195.548 | 6922.247 | 12176.2001 | 10599.1183 | 8247.9625
6 | 15 | 14 | 916 | 119 | 42.8 | 4.1 | 858.435 | 61.222 | 6425.537 | 6183.958 | 12235.3794 | 10660.6222 | 8241.2081
6 | 15 | 15 | 886 | 107 | 41.7 | 4.6 | 690.52 | 56.059 | 5229.669 | 5033.351 | 10856.4401 | 9440.0282 | 7313.4999
6 | 15 | 16 | 831 | 91 | 42.8 | 3.6 | 475.581 | 53.611 | 3517.653 | 3377.645 | 8621.7223 | 7399.6924 | 5907.3174
6 | 15 | 17 | 728 | 69 | 42.2 | 5.2 | 237.732 | 46.78 | 1581.229 | 1492.874 | 6017.0214 | 5062.8816 | 4232.4877
6 | 15 | 18 | 512 | 44 | 41.1 | 3.6 | 32.935 | 41.542 | 266.841 | 206.264 | 3382.5842 | 2804.1522 | 2465.1576
6 | 15 | 19 | 88 | 16 | 39.4 | 4.6 | 12.509 | 38.94 | 102.331 | 44.816 | 553.4082 | 452.8198 | 460.208
6 | 15 | 20 | 0 | 0 | 38.3 | 4.1 | 0 | 38.3 | 0 | 0 | 0 | 0 | 0
6 | 15 | 21 | 0 | 0 | 36.7 | 3.1 | 0 | 36.7 | 0 | 0 | 0 | 0 | 0
6 | 15 | 22 | 0 | 0 | 34.4 | 2.6 | 0 | 34.4 | 0 | 0 | 0 | 0 | 0
6 | 15 | 23 | 0 | 0 | 33.9 | 0 | 0 | 33.9 | 0 | 0 | 0 | 0 | 0
6 | 16 | 0 | 0 | 0 | 32.2 | 0 | 0 | 32.2 | 0 | 0 | 0 | 0 | 0
6 | 16 | 1 | 0 | 0 | 31.1 | 0 | 0 | 31.1 | 0 | 0 | 0 | 0 | 0
6 | 16 | 2 | 0 | 0 | 30.6 | 0 | 0 | 30.6 | 0 | 0 | 0 | 0 | 0
6 | 16 | 3 | 0 | 0 | 29.4 | 2.1 | 0 | 29.4 | 0 | 0 | 0 | 0 | 0
6 | 16 | 4 | 0 | 0 | 28.9 | 4.1 | 0 | 28.9 | 0 | 0 | 0 | 0 | 0
6 | 16 | 5 | 101 | 18 | 28.3 | 3.6 | 14.074 | 27.376 | 120.028 | 62.189 | 0 | 0 | 0
6 | 16 | 6 | 519 | 47 | 28.9 | 4.1 | 39.235 | 28.581 | 333.191 | 271.353 | 3255.375 | 2661.8581 | 2406.4468
6 | 16 | 7 | 729 | 72 | 31.7 | 3.6 | 249.789 | 36.169 | 1751.713 | 1659.323 | 4852.5511 | 4030.4051 | 3590.6373
6 | 16 | 8 | 831 | 95 | 33.9 | 2.1 | 488.502 | 45.779 | 3735.49 | 3588.872 | 6936.9678 | 5837.8766 | 4979.4392
6 | 16 | 9 | 887 | 112 | 36.7 | 1.5 | 703.562 | 56.017 | 5333.769 | 5133.704 | 9281.1681 | 7976.652 | 6449.4105
6 | 16 | 10 | 928 | 124 | 38.9 | 2.1 | 878.31 | 61.26 | 6574.684 | 6327.118 | 11430.6469 | 9941.7166 | 7776.2006
6 | 16 | 11 | 941 | 130 | 40 | 4.1 | 979.319 | 60.673 | 7363.55 | 7083.059 | 12590.5414 | 10967.2449 | 8532.4103
6 | 16 | 12 | 949 | 133 | 40.6 | 2.1 | 1016.717 | 66.758 | 7461.642 | 7176.908 | 12306.4447 | 10714.46 | 8374.0317
6 | 16 | 13 | 941 | 130 | 40.6 | 4.1 | 976.558 | 61.443 | 7319.828 | 7041.217 | 12262.3211 | 10674.1286 | 8327.0841
6 | 16 | 14 | 913 | 123 | 40.6 | 4.1 | 859.903 | 59.085 | 6491.782 | 6247.553 | 12196.6113 | 10626.7014 | 8244.4329
6 | 16 | 15 | 882 | 111 | 42.2 | 2.6 | 691.989 | 59.463 | 5171.316 | 4977.081 | 10811.0057 | 9400.6309 | 7312.5933
6 | 16 | 16 | 762 | 106 | 42.2 | 4.1 | 458.215 | 52.188 | 3415.986 | 3279.008 | 7910.3558 | 6789.7572 | 5569.3318
6 | 16 | 17 | 531 | 113 | 41.7 | 3.1 | 227.871 | 47.087 | 1584.566 | 1496.132 | 4391.7629 | 3695.3522 | 3499.915
6 | 16 | 18 | 70 | 79 | 40.6 | 4.1 | 62.684 | 41.588 | 507.781 | 442.553 | 462.656 | 383.5814 | 805.3904
6 | 16 | 19 | 14 | 20 | 37.8 | 6.2 | 17.442 | 37.48 | 143.447 | 85.176 | 88.0034 | 71.9994 | 184.4464
6 | 16 | 20 | 0 | 0 | 37.2 | 4.1 | 0 | 37.2 | 0 | 0 | 0 | 0 | 0
6 | 16 | 21 | 0 | 0 | 35.6 | 5.2 | 0 | 35.6 | 0 | 0 | 0 | 0 | 0
6 | 16 | 22 | 0 | 0 | 33.9 | 6.2 | 0 | 33.9 | 0 | 0 | 0 | 0 | 0
6 | 16 | 23 | 0 | 0 | 36.1 | 6.7 | 0 | 36.1 | 0 | 0 | 0 | 0 | 0
6 | 17 | 0 | 0 | 0 | 37.2 | 4.6 | 0 | 37.2 | 0 | 0 | 0 | 0 | 0
6 | 17 | 1 | 0 | 0 | 33.3 | 2.1 | 0 | 33.3 | 0 | 0 | 0 | 0 | 0
6 | 17 | 2 | 0 | 0 | 31.7 | 0 | 0 | 31.7 | 0 | 0 | 0 | 0 | 0
6 | 17 | 3 | 0 | 0 | 31.1 | 3.1 | 0 | 31.1 | 0 | 0 | 0 | 0 | 0
6 | 17 | 4 | 0 | 0 | 31.7 | 2.1 | 0 | 31.7 | 0 | 0 | 0 | 0 | 0
6 | 17 | 5 | 23 | 19 | 31.1 | 2.1 | 16.329 | 30.177 | 137.887 | 79.718 | 0 | 0 | 0
6 | 17 | 6 | 278 | 77 | 32.8 | 2.1 | 59.546 | 33.077 | 497.621 | 432.593 | 1743.7233 | 1425.8086 | 1619.2337
6 | 17 | 7 | 368 | 113 | 32.8 | 5.2 | 191.127 | 35.592 | 1424.374 | 1339.643 | 2447.5703 | 2032.4736 | 2303.5707
6 | 17 | 8 | 521 | 184 | 34.4 | 3.1 | 418.475 | 43.307 | 3266.593 | 3134.002 | 4345.0013 | 3656.4797 | 3935.9069
6 | 17 | 9 | 808 | 144 | 37.2 | 3.1 | 682.716 | 52.462 | 5251.315 | 5054.22 | 8447.5868 | 7259.228 | 6150.0542
6 | 17 | 10 | 848 | 159 | 38.3 | 2.1 | 851.182 | 59.99 | 6405.04 | 6164.278 | 10439.7592 | 9079.6323 | 7407.5583
6 | 17 | 11 | 870 | 167 | 40 | 3.1 | 957.713 | 62.01 | 7162.908 | 6890.992 | 11638.6234 | 10138.3612 | 8200.0481
6 | 17 | 12 | 878 | 170 | 41.7 | 2.6 | 994.42 | 65.839 | 7325.697 | 7046.834 | 11390.7889 | 9917.0165 | 8064.2652
6 | 17 | 13 | 867 | 167 | 41.7 | 2.1 | 952.767 | 66.405 | 6999.749 | 6734.705 | 11293.209 | 9830.597 | 7984.8255
6 | 17 | 14 | 808 | 166 | 42.2 | 3.6 | 821.192 | 60.624 | 6163.148 | 5931.917 | 10795.1864 | 9405.5227 | 7678.9446
6 | 17 | 15 | 752 | 178 | 42.8 | 5.2 | 672.305 | 55.99 | 5101.303 | 4909.552 | 9220.8393 | 8018.0188 | 6793.3608
6 | 17 | 16 | 634 | 169 | 42.2 | 5.2 | 455.342 | 51.136 | 3433.034 | 3295.55 | 6585.568 | 5653.178 | 5173.2055
6 | 17 | 17 | 480 | 117 | 41.7 | 3.1 | 217.514 | 46.85 | 1525.547 | 1438.488 | 3972.7949 | 3342.8318 | 3262.9087
6 | 17 | 18 | 343 | 65 | 41.1 | 6.2 | 48.651 | 41.614 | 394.068 | 331.06 | 2268.0745 | 1880.6525 | 1880.5314
6 | 17 | 19 | 35 | 14 | 39.4 | 4.1 | 11.71 | 38.936 | 95.794 | 38.399 | 219.9231 | 179.9103 | 231.5831
6 | 17 | 20 | 0 | 0 | 37.2 | 3.1 | 0 | 37.2 | 0 | 0 | 0 | 0 | 0
6 | 17 | 21 | 0 | 0 | 35 | 3.1 | 0 | 35 | 0 | 0 | 0 | 0 | 0
6 | 17 | 22 | 0 | 0 | 33.9 | 2.1 | 0 | 33.9 | 0 | 0 | 0 | 0 | 0
6 | 17 | 23 | 0 | 0 | 32.8 | 2.6 | 0 | 32.8 | 0 | 0 | 0 | 0 | 0
6 | 18 | 0 | 0 | 0 | 31.7 | 2.1 | 0 | 31.7 | 0 | 0 | 0 | 0 | 0
6 | 18 | 1 | 0 | 0 | 31.7 | 1.5 | 0 | 31.7 | 0 | 0 | 0 | 0 | 0
6 | 18 | 2 | 0 | 0 | 30 | 2.1 | 0 | 30 | 0 | 0 | 0 | 0 | 0
6 | 18 | 3 | 0 | 0 | 29.4 | 3.1 | 0 | 29.4 | 0 | 0 | 0 | 0 | 0
6 | 18 | 4 | 0 | 0 | 27.8 | 3.1 | 0 | 27.8 | 0 | 0 | 0 | 0 | 0
6 | 18 | 5 | 96 | 13 | 27.2 | 3.6 | 10.126 | 26.15 | 86.733 | 29.504 | 0 | 0 | 0
6 | 18 | 6 | 592 | 37 | 28.3 | 3.6 | 33.266 | 27.802 | 283.285 | 222.397 | 3713.4392 | 3036.4467 | 2639.2024
6 | 18 | 7 | 781 | 56 | 31.1 | 4.1 | 249.324 | 35.355 | 1729.408 | 1637.552 | 5190.4221 | 4309.3145 | 3706.3977
6 | 18 | 8 | 862 | 74 | 33.9 | 2.6 | 482.633 | 44.938 | 3693.145 | 3547.824 | 7182.1802 | 6043.9243 | 4995.9184
6 | 18 | 9 | 912 | 88 | 35.6 | 2.6 | 696.141 | 52.137 | 5354.946 | 5154.114 | 9527.3147 | 8185.9765 | 6441.7057
6 | 18 | 10 | 951 | 97 | 38.3 | 3.1 | 870.43 | 58.177 | 6595.285 | 6346.886 | 11701.8987 | 10177.059 | 7760.7512
6 | 18 | 11 | 967 | 103 | 38.9 | 2.6 | 976.934 | 62.544 | 7290.336 | 7012.99 | 12934.1851 | 11267.2347 | 8560.867
6 | 18 | 12 | 972 | 105 | 40.6 | 3.1 | 1012.086 | 63.987 | 7511.859 | 7224.941 | 12615.9457 | 10983.4061 | 8375.2289
6 | 18 | 13 | 969 | 103 | 41.1 | 4.1 | 976.755 | 61.932 | 7306.746 | 7028.697 | 12616.3788 | 10982.4952 | 8362.0832
6 | 18 | 14 | 955 | 97 | 41.1 | 4.6 | 869.828 | 59.083 | 6566.159 | 6318.938 | 12760.7537 | 11117.8779 | 8414.2613
6 | 18 | 15 | 928 | 87 | 41.7 | 5.2 | 700.479 | 55.457 | 5316.133 | 5116.705 | 11383.2613 | 9898.5076 | 7500.2065
6 | 18 | 16 | 878 | 74 | 41.1 | 3.1 | 483.972 | 52.642 | 3588.326 | 3446.191 | 9125.9024 | 7834.6391 | 6103.702
6 | 18 | 17 | 791 | 56 | 40 | 4.6 | 245.492 | 45.013 | 1628.661 | 1539.193 | 6551.7562 | 5512.8769 | 4482.8412
6 | 18 | 18 | 599 | 36 | 39.4 | 6.2 | 29.165 | 39.558 | 238.035 | 178.001 | 3962.9109 | 3286.4178 | 2787.9107
6 | 18 | 19 | 148 | 16 | 37.8 | 3.1 | 12.604 | 37.2 | 103.763 | 46.221 | 929.6494 | 760.4423 | 703.7028
6 | 18 | 20 | 0 | 0 | 36.1 | 1.5 | 0 | 36.1 | 0 | 0 | 0 | 0 | 0
6 | 18 | 21 | 0 | 0 | 33.9 | 3.1 | 0 | 33.9 | 0 | 0 | 0 | 0 | 0
6 | 18 | 22 | 0 | 0 | 32.8 | 3.1 | 0 | 32.8 | 0 | 0 | 0 | 0 | 0
6 | 18 | 23 | 0 | 0 | 30.6 | 2.6 | 0 | 30.6 | 0 | 0 | 0 | 0 | 0
6 | 19 | 0 | 0 | 0 | 29.4 | 2.1 | 0 | 29.4 | 0 | 0 | 0 | 0 | 0
6 | 19 | 1 | 0 | 0 | 29.4 | 3.1 | 0 | 29.4 | 0 | 0 | 0 | 0 | 0
6 | 19 | 2 | 0 | 0 | 27.8 | 2.6 | 0 | 27.8 | 0 | 0 | 0 | 0 | 0
6 | 19 | 3 | 0 | 0 | 26.7 | 2.6 | 0 | 26.7 | 0 | 0 | 0 | 0 | 0
6 | 19 | 4 | 0 | 0 | 25.6 | 2.1 | 0 | 25.6 | 0 | 0 | 0 | 0 | 0
6 | 19 | 5 | 57 | 19 | 25 | 4.1 | 15.68 | 24.058 | 135.296 | 77.174 | 0 | 0 | 0
6 | 19 | 6 | 436 | 56 | 27.2 | 3.6 | 44.544 | 26.935 | 380.486 | 317.739 | 2735.1782 | 2236.5912 | 2127.1322
6 | 19 | 7 | 665 | 88 | 29.4 | 3.1 | 243.73 | 33.901 | 1741.731 | 1649.579 | 4416.2909 | 3665.927 | 3412.892
6 | 19 | 8 | 780 | 116 | 31.7 | 3.1 | 481.934 | 42.124 | 3742.173 | 3595.349 | 6493.1367 | 5463.9672 | 4838.8874
6 | 19 | 9 | 848 | 137 | 33.9 | 3.1 | 701.459 | 49.722 | 5450.954 | 5246.627 | 8851.9442 | 7604.7227 | 6352.5658
6 | 19 | 10 | 881 | 152 | 36.1 | 1.5 | 870.299 | 60.277 | 6540.909 | 6294.706 | 10835.346 | 9423.1882 | 7601.2345
6 | 19 | 11 | 906 | 160 | 37.8 | 2.1 | 973.463 | 62.805 | 7257.211 | 6981.282 | 12116.4094 | 10555.1268 | 8443.8122
6 | 19 | 12 | 910 | 163 | 38.9 | 2.6 | 1006.341 | 63.414 | 7486.813 | 7200.986 | 11816.5211 | 10287.2055 | 8276.4552
6 | 19 | 13 | 909 | 160 | 41.1 | 2.1 | 974.734 | 66.352 | 7162.523 | 6890.624 | 11830.02 | 10298.086 | 8264.5969
6 | 19 | 14 | 890 | 152 | 41.1 | 2.1 | 868.407 | 63.846 | 6432.857 | 6190.986 | 11893.8031 | 10362.3525 | 8254.2311
6 | 19 | 15 | 849 | 137 | 42.2 | 3.6 | 698.225 | 57.953 | 5252.76 | 5055.613 | 10418.4526 | 9059.6907 | 7247.5978
6 | 19 | 16 | 777 | 115 | 41.1 | 5.2 | 475.193 | 50.415 | 3570.839 | 3429.232 | 8081.5284 | 6938.7774 | 5733.8022
6 | 19 | 17 | 660 | 87 | 40 | 2.6 | 237.352 | 45.943 | 1613.774 | 1524.656 | 5470.9997 | 4603.5232 | 4007.1616
6 | 19 | 18 | 426 | 55 | 38.9 | 3.1 | 41.612 | 39.492 | 339.715 | 277.752 | 2819.9552 | 2338.9077 | 2172.2625
6 | 19 | 19 | 53 | 19 | 37.2 | 1.5 | 15.661 | 36.556 | 129.236 | 71.226 | 332.8214 | 272.2239 | 336.5118
6 | 19 | 20 | 0 | 0 | 36.1 | 2.1 | 0 | 36.1 | 0 | 0 | 0 | 0 | 0
6 | 19 | 21 | 0 | 0 | 33.9 | 2.1 | 0 | 33.9 | 0 | 0 | 0 | 0 | 0
6 | 19 | 22 | 0 | 0 | 32.2 | 2.1 | 0 | 32.2 | 0 | 0 | 0 | 0 | 0
6 | 19 | 23 | 0 | 0 | 31.7 | 2.1 | 0 | 31.7 | 0 | 0 | 0 | 0 | 0
6 | 20 | 0 | 0 | 0 | 30.6 | 1.5 | 0 | 30.6 | 0 | 0 | 0 | 0 | 0
6 | 20 | 1 | 0 | 0 | 29.4 | 0 | 0 | 29.4 | 0 | 0 | 0 | 0 | 0
6 | 20 | 2 | 0 | 0 | 27.8 | 3.1 | 0 | 27.8 | 0 | 0 | 0 | 0 | 0
6 | 20 | 3 | 0 | 0 | 26.7 | 3.1 | 0 | 26.7 | 0 | 0 | 0 | 0 | 0
6 | 20 | 4 | 0 | 0 | 25.6 | 3.1 | 0 | 25.6 | 0 | 0 | 0 | 0 | 0
6 | 20 | 5 | 151 | 16 | 25 | 4.1 | 12.547 | 23.996 | 108.284 | 50.66 | 0 | 0 | 0
6 | 20 | 6 | 598 | 37 | 26.7 | 4.1 | 32.195 | 26.163 | 275.752 | 215.007 | 3752.041 | 3068.2174 | 2664.223
6 | 20 | 7 | 785 | 57 | 29.4 | 4.1 | 249.816 | 33.629 | 1741.363 | 1649.221 | 5209.676 | 4323.7692 | 3725.821
6 | 20 | 8 | 875 | 75 | 31.7 | 3.1 | 488.281 | 42.281 | 3771.915 | 3624.175 | 7277.6924 | 6124.0587 | 5062.7544
6 | 20 | 9 | 923 | 89 | 33.9 | 3.1 | 703.12 | 49.772 | 5457.403 | 5252.841 | 9627.7562 | 8270.2212 | 6510.6503
6 | 20 | 10 | 958 | 99 | 36.7 | 1.5 | 877.015 | 61.027 | 6569.979 | 6322.603 | 11776.9752 | 10241.8614 | 7819.7052
6 | 20 | 11 | 970 | 105 | 38.3 | 2.1 | 980.912 | 63.475 | 7292.511 | 7015.072 | 12970.412 | 11299.3553 | 8595.9882
6 | 20 | 12 | 983 | 107 | 40 | 3.6 | 1024.033 | 62.62 | 7642.632 | 7349.985 | 12770.1513 | 11117.1899 | 8482.3818
6 | 20 | 13 | 976 | 104 | 41.1 | 2.1 | 984.266 | 66.611 | 7224.477 | 6949.944 | 12696.401 | 11052.4181 | 8417.4595
6 | 20 | 14 | 966 | 99 | 41.7 | 3.1 | 881.318 | 62.336 | 6567.087 | 6319.829 | 12911.2731 | 11248.5869 | 8519.487
6 | 20 | 15 | 767 | 126 | 41.1 | 1.5 | 634.187 | 59.78 | 4736.982 | 4557.892 | 9416.2507 | 8188.344 | 6564.9727
6 | 20 | 16 | 779 | 90 | 41.1 | 6.2 | 453.212 | 49.033 | 3416.753 | 3279.752 | 8108.0124 | 6962.2981 | 5583.6763
6 | 20 | 17 | 715 | 66 | 40.6 | 4.1 | 234.838 | 45.573 | 1573.291 | 1485.12 | 5931.7775 | 4991.287 | 4158.7562
6 | 20 | 18 | 537 | 42 | 38.9 | 3.6 | 34.098 | 39.273 | 278.592 | 217.793 | 3556.906 | 2950.6029 | 2564.132
6 | 20 | 19 | 107 | 17 | 37.2 | 2.6 | 13.307 | 36.569 | 109.804 | 52.152 | 671.7693 | 549.4262 | 543.1436
6 | 20 | 20 | 0 | 0 | 35.6 | 1.5 | 0 | 35.6 | 0 | 0 | 0 | 0 | 0
6 | 20 | 21 | 0 | 0 | 33.3 | 2.6 | 0 | 33.3 | 0 | 0 | 0 | 0 | 0
6 | 20 | 22 | 0 | 0 | 32.8 | 3.1 | 0 | 32.8 | 0 | 0 | 0 | 0 | 0
6 | 20 | 23 | 0 | 0 | 30.6 | 2.1 | 0 | 30.6 | 0 | 0 | 0 | 0 | 0
6 | 21 | 0 | 0 | 0 | 30 | 0 | 0 | 30 | 0 | 0 | 0 | 0 | 0
6 | 21 | 1 | 0 | 0 | 28.9 | 0 | 0 | 28.9 | 0 | 0 | 0 | 0 | 0
6 | 21 | 2 | 0 | 0 | 28.3 | 0 | 0 | 28.3 | 0 | 0 | 0 | 0 | 0
6 | 21 | 3 | 0 | 0 | 27.2 | 1.5 | 0 | 27.2 | 0 | 0 | 0 | 0 | 0
6 | 21 | 4 | 0 | 0 | 26.7 | 2.1 | 0 | 26.7 | 0 | 0 | 0 | 0 | 0
6 | 21 | 5 | 55 | 19 | 26.1 | 2.6 | 15.674 | 25.03 | 134.786 | 76.674 | 0 | 0 | 0
6 | 21 | 6 | 358 | 63 | 26.7 | 4.1 | 48.239 | 26.516 | 412.657 | 349.289 | 2246.6703 | 1837.3056 | 1855.6065
6 | 21 | 7 | 296 | 160 | 28.3 | 3.6 | 211.067 | 31.859 | 1641.522 | 1551.751 | 1963.1747 | 1629.0768 | 2293.1702
6 | 21 | 8 | 373 | 270 | 30.6 | 3.1 | 419.562 | 39.533 | 3349.806 | 3214.781 | 3099.8142 | 2608.4025 | 3718.0799
6 | 21 | 9 | 603 | 289 | 33.3 | 2.1 | 675.652 | 50.222 | 5255.014 | 5057.786 | 6285.4346 | 5398.5527 | 5785.6064
6 | 21 | 10 | 633 | 322 | 35.6 | 2.1 | 828.533 | 56.806 | 6317.816 | 6080.513 | 7778.289 | 6764.2578 | 6878.0522
6 | 21 | 11 | 609 | 380 | 37.8 | 1.5 | 925.499 | 63.648 | 6878.029 | 6618.053 | 8142.1482 | 7093.3015 | 7494.58
6 | 21 | 12 | 572 | 361 | 38.3 | 2.6 | 895.102 | 60.279 | 6744.744 | 6490.26 | 7434.1558 | 6471.7623 | 6933.644
6 | 21 | 13 | 712 | 311 | 40 | 3.6 | 952.643 | 61.018 | 7154.399 | 6882.844 | 9258.0442 | 8059.3944 | 7708.9954
6 | 21 | 14 | 753 | 217 | 40.6 | 1.5 | 828.909 | 64.334 | 6130.429 | 5900.472 | 10065.8704 | 8769.4172 | 7576.2455
6 | 21 | 15 | 730 | 207 | 40.6 | 3.1 | 686.244 | 56.785 | 5194.202 | 4999.151 | 8966.0791 | 7797.0327 | 6832.1809
6 | 21 | 16 | 738 | 139 | 41.1 | 3.1 | 478.748 | 52.498 | 3578.408 | 3436.572 | 7686.8864 | 6601.4577 | 5650.2559
6 | 21 | 17 | 535 | 120 | 38.9 | 2.6 | 235.197 | 44.773 | 1657.277 | 1567.134 | 4442.2452 | 3737.9657 | 3577.2847
6 | 21 | 18 | 354 | 69 | 38.3 | 2.6 | 51.623 | 39.166 | 421.945 | 358.397 | 2346.3174 | 1946.6933 | 1956.3343
6 | 21 | 19 | 64 | 18 | 36.7 | 1.5 | 14.9 | 36.045 | 123.19 | 65.292 | 401.7359 | 328.5565 | 374.7329
6 | 21 | 20 | 0 | 0 | 35 | 1.5 | 0 | 35 | 0 | 0 | 0 | 0 | 0
6 | 21 | 21 | 0 | 0 | 32.8 | 1.5 | 0 | 32.8 | 0 | 0 | 0 | 0 | 0
6 | 21 | 22 | 0 | 0 | 31.7 | 1.5 | 0 | 31.7 | 0 | 0 | 0 | 0 | 0
6 | 21 | 23 | 0 | 0 | 30.6 | 1.5 | 0 | 30.6 | 0 | 0 | 0 | 0 | 0
6 | 22 | 0 | 0 | 0 | 29.4 | 0 | 0 | 29.4 | 0 | 0 | 0 | 0 | 0
6 | 22 | 1 | 0 | 0 | 28.3 | 2.6 | 0 | 28.3 | 0 | 0 | 0 | 0 | 0
6 | 22 | 2 | 0 | 0 | 27.2 | 2.1 | 0 | 27.2 | 0 | 0 | 0 | 0 | 0
6 | 22 | 3 | 0 | 0 | 25.6 | 2.1 | 0 | 25.6 | 0 | 0 | 0 | 0 | 0
6 | 22 | 4 | 0 | 0 | 25.6 | 2.1 | 0 | 25.6 | 0 | 0 | 0 | 0 | 0
6 | 22 | 5 | 25 | 19 | 26.7 | 2.6 | 16.308 | 25.671 | 139.923 | 81.716 | 0 | 0 | 0
6 | 22 | 6 | 270 | 83 | 27.2 | 3.1 | 64.534 | 27.391 | 550.345 | 484.274 | 1694.8555 | 1386.1307 | 1625.9356
6 | 22 | 7 | 560 | 139 | 28.9 | 3.6 | 258.459 | 33.556 | 1911.163 | 1814.91 | 3711.9582 | 3079.7952 | 3286.4788
6 | 22 | 8 | 455 | 254 | 31.7 | 1.5 | 446.227 | 43.567 | 3497.87 | 3358.455 | 3778.2925 | 3179.2809 | 4039.2285
6 | 22 | 9 | 523 | 352 | 35 | 3.1 | 677.594 | 50.216 | 5275.866 | 5077.889 | 5447.8977 | 4678.6838 | 5689.5895
6 | 22 | 10 | 580 | 317 | 35.6 | 3.6 | 780.762 | 52.734 | 6049.353 | 5822.536 | 7124.1262 | 6195.2591 | 6447.0149
6 | 22 | 11 | 567 | 340 | 37.2 | 4.1 | 850.575 | 55.196 | 6537.395 | 6291.333 | 7579.6306 | 6603.3777 | 6884.8783
6 | 22 | 12 | 752 | 408 | 37.8 | 4.1 | 1098.017 | 60.791 | 8256.607 | 7936.282 | 9777.8799 | 8511.9352 | 8673.2277
6 | 22 | 13 | 524 | 393 | 38.9 | 4.1 | 860.38 | 57.621 | 6550.369 | 6303.784 | 6810.4993 | 5928.8351 | 6768.0865
6 | 22 | 14 | 637 | 298 | 40.6 | 5.2 | 808.924 | 56.323 | 6179.453 | 5947.585 | 8516.5401 | 7419.4599 | 7174.5743
6 | 22 | 15 | 423 | 297 | 39.4 | 5.2 | 562.88 | 50.469 | 4379.122 | 4212.027 | 5197.8848 | 4520.2557 | 5142.6217
6 | 22 | 16 | 486 | 227 | 40.6 | 4.1 | 437.037 | 49.905 | 3336.38 | 3201.75 | 5065.9347 | 4351.1343 | 4623.6709
6 | 22 | 17 | 494 | 134 | 39.4 | 4.6 | 237.52 | 44.159 | 1697.418 | 1606.324 | 4105.4313 | 3454.6004 | 3457.5268
6 | 22 | 18 | 177 | 108 | 38.3 | 5.2 | 81.484 | 39.448 | 665.321 | 596.944 | 1173.9823 | 974.203 | 1450.3902
6 | 22 | 19 | 54 | 21 | 36.1 | 4.6 | 17.207 | 35.698 | 142.439 | 84.186 | 338.9238 | 277.1773 | 353.1931
6 | 22 | 20 | 0 | 0 | 35 | 3.6 | 0 | 35 | 0 | 0 | 0 | 0 | 0
6 | 22 | 21 | 0 | 0 | 34.4 | 2.6 | 0 | 34.4 | 0 | 0 | 0 | 0 | 0
6 | 22 | 22 | 0 | 0 | 33.9 | 2.1 | 0 | 33.9 | 0 | 0 | 0 | 0 | 0
6 | 22 | 23 | 0 | 0 | 33.3 | 3.6 | 0 | 33.3 | 0 | 0 | 0 | 0 | 0
6 | 23 | 0 | 0 | 0 | 32.2 | 0 | 0 | 32.2 | 0 | 0 | 0 | 0 | 0
6 | 23 | 1 | 0 | 0 | 31.7 | 0 | 0 | 31.7 | 0 | 0 | 0 | 0 | 0
6 | 23 | 2 | 0 | 0 | 31.1 | 3.1 | 0 | 31.1 | 0 | 0 | 0 | 0 | 0
6 | 23 | 3 | 0 | 0 | 29.4 | 1.5 | 0 | 29.4 | 0 | 0 | 0 | 0 | 0
6 | 23 | 4 | 0 | 0 | 28.9 | 2.6 | 0 | 28.9 | 0 | 0 | 0 | 0 | 0
6 | 23 | 5 | 44 | 21 | 28.3 | 2.6 | 17.838 | 27.371 | 152.131 | 93.699 | 0 | 0 | 0
6 | 23 | 6 | 285 | 80 | 28.9 | 3.1 | 60.013 | 29.04 | 508.816 | 443.567 | 1789.571 | 1463.7126 | 1668.1592
6 | 23 | 7 | 455 | 154 | 31.1 | 3.1 | 244.833 | 35.7 | 1828.837 | 1734.589 | 3014.3681 | 2500.6718 | 2932.8433
6 | 23 | 8 | 606 | 157 | 34.4 | 3.1 | 433.964 | 43.775 | 3366.302 | 3230.791 | 5028.4128 | 4231.1618 | 4188.1923
6 | 23 | 9 | 751 | 195 | 36.7 | 2.6 | 689.763 | 52.97 | 5298.304 | 5099.519 | 7817.9279 | 6713.3904 | 6103.2547
6 | 23 | 10 | 785 | 243 | 37.8 | 2.1 | 879.39 | 60.178 | 6613.894 | 6364.742 | 9638.4678 | 8381.6301 | 7481.2522
6 | 23 | 11 | 583 | 336 | 38.9 | 2.1 | 861.204 | 61.302 | 6460.839 | 6217.85 | 7792.5678 | 6789.0117 | 6987.6822
6 | 23 | 12 | 386 | 312 | 40.6 | 4.1 | 675.459 | 55.23 | 5192.53 | 4997.539 | 5021.1467 | 4370.9926 | 5138.5584
6 | 23 | 13 | 812 | 222 | 41.1 | 5.2 | 954.672 | 59.244 | 7219.86 | 6945.524 | 10549.0388 | 9183.5637 | 7899.6637
6 | 23 | 14 | 707 | 248 | 41.7 | 5.2 | 821.156 | 57.803 | 6235.093 | 6001.048 | 9453.9508 | 8235.9048 | 7411.1613
6 | 23 | 15 | 554 | 200 | 42.2 | 4.6 | 564.396 | 54.067 | 4321.242 | 4156.046 | 6811.0127 | 5923.2285 | 5475.5122
6 | 23 | 16 | 662 | 171 | 42.2 | 2.1 | 473.303 | 54.622 | 3522.428 | 3382.277 | 6905.9262 | 5932.2664 | 5382.4434
6 | 23 | 17 | 524 | 102 | 42.2 | 3.1 | 219.699 | 47.453 | 1523.12 | 1436.116 | 4358.717 | 3667.7959 | 3406.6271
6 | 23 | 18 | 198 | 93 | 41.7 | 3.6 | 70.941 | 42.955 | 571.754 | 505.258 | 1314.2472 | 1090.8039 | 1444.5511
6 | 23 | 19 | 1 | 13 | 40.6 | 6.2 | 11.54 | 40.28 | 93.938 | 36.577 | 6.2759 | 5.1325 | 86.9068
6 | 23 | 20 | 0 | 0 | 37.2 | 4.1 | 0 | 37.2 | 0 | 0 | 0 | 0 | 0
6 | 23 | 21 | 0 | 0 | 37.2 | 4.1 | 0 | 37.2 | 0 | 0 | 0 | 0 | 0
6 | 23 | 22 | 0 | 0 | 36.7 | 4.1 | 0 | 36.7 | 0 | 0 | 0 | 0 | 0
6 | 23 | 23 | 0 | 0 | 35 | 9.8 | 0 | 35 | 0 | 0 | 0 | 0 | 0
6 | 24 | 0 | 0 | 0 | 33.9 | 6.2 | 0 | 33.9 | 0 | 0 | 0 | 0 | 0
6 | 24 | 1 | 0 | 0 | 32.8 | 6.7 | 0 | 32.8 | 0 | 0 | 0 | 0 | 0
6 | 24 | 2 | 0 | 0 | 32.2 | 4.6 | 0 | 32.2 | 0 | 0 | 0 | 0 | 0
6 | 24 | 3 | 0 | 0 | 31.1 | 5.2 | 0 | 31.1 | 0 | 0 | 0 | 0 | 0
6 | 24 | 4 | 0 | 0 | 30 | 3.6 | 0 | 30 | 0 | 0 | 0 | 0 | 0
6 | 24 | 5 | 58 | 23 | 30 | 3.6 | 18.726 | 29.234 | 158.657 | 100.104 | 0 | 0 | 0
6 | 24 | 6 | 282 | 77 | 30.6 | 4.1 | 57.418 | 30.732 | 483.889 | 419.131 | 1771.3764 | 1448.9688 | 1637.3055
6 | 24 | 7 | 492 | 133 | 32.2 | 3.6 | 235.827 | 36.412 | 1733.343 | 1641.392 | 3257.9339 | 2702.4018 | 2955.2862
6 | 24 | 8 | 772 | 119 | 33.9 | 4.1 | 477.951 | 43.359 | 3691.98 | 3546.695 | 6401.2842 | 5386.3194 | 4801.3513
6 | 24 | 9 | 722 | 208 | 35.6 | 1.5 | 682.09 | 54.354 | 5212.508 | 5016.803 | 7511.5426 | 6449.6727 | 6001.4463
6 | 24 | 10 | 778 | 191 | 36.7 | 6.2 | 821.451 | 50.842 | 6407.246 | 6166.396 | 9549.1452 | 8303.8288 | 7079.746
6 | 24 | 11 | 779 | 235 | 36.7 | 4.1 | 943.71 | 56.623 | 7211.514 | 6937.533 | 10411.1933 | 9070.5487 | 7906.5203
6 | 24 | 12 | 787 | 222 | 39.4 | 3.1 | 957.095 | 61.595 | 7173.202 | 6900.85 | 10241.7948 | 8915.5402 | 7712.7652
6 | 24 | 13 | 718 | 265 | 38.9 | 1.5 | 917.165 | 64.869 | 6781.567 | 6525.572 | 9323.783 | 8117.0651 | 7441.6662
6 | 24 | 14 | 588 | 290 | 40 | 3.1 | 762.962 | 58.013 | 5790.06 | 5573.138 | 7864.0073 | 6850.6213 | 6724.159
6 | 24 | 15 | 446 | 229 | 39.4 | 6.2 | 517.413 | 48.537 | 4051.454 | 3894.96 | 5486.0661 | 4771.107 | 4863.7913
6 | 24 | 16 | 353 | 164 | 39.4 | 6.7 | 319.723 | 44.609 | 2491.366 | 2380.325 | 3685.4456 | 3166.2611 | 3355.9402
6 | 24 | 17 | 700 | 66 | 38.3 | 7.2 | 233.721 | 41.691 | 1595.776 | 1507.08 | 5828.1762 | 4904.4227 | 4093.2131
6 | 24 | 18 | 504 | 45 | 37.2 | 5.2 | 34.946 | 37.424 | 287.468 | 226.5 | 3347.9903 | 2779.3289 | 2447.8629
6 | 24 | 19 | 57 | 16 | 36.1 | 3.6 | 13.329 | 35.487 | 110.418 | 52.755 | 357.7238 | 292.5461 | 333.4955
6 | 24 | 20 | 0 | 0 | 35.6 | 0 | 0 | 35.6 | 0 | 0 | 0 | 0 | 0
6 | 24 | 21 | 0 | 0 | 33.9 | 0 | 0 | 33.9 | 0 | 0 | 0 | 0 | 0
6 | 24 | 22 | 0 | 0 | 33.3 | 0 | 0 | 33.3 | 0 | 0 | 0 | 0 | 0
6 | 24 | 23 | 0 | 0 | 33.3 | 3.6 | 0 | 33.3 | 0 | 0 | 0 | 0 | 0
6 | 25 | 0 | 0 | 0 | 32.2 | 2.6 | 0 | 32.2 | 0 | 0 | 0 | 0 | 0
6 | 25 | 1 | 0 | 0 | 31.7 | 1 | 0 | 31.7 | 0 | 0 | 0 | 0 | 0
6 | 25 | 2 | 0 | 0 | 31.1 | 4.1 | 0 | 31.1 | 0 | 0 | 0 | 0 | 0
6 | 25 | 3 | 0 | 0 | 30.6 | 2.1 | 0 | 30.6 | 0 | 0 | 0 | 0 | 0
6 | 25 | 4 | 0 | 0 | 30 | 3.1 | 0 | 30 | 0 | 0 | 0 | 0 | 0
6 | 25 | 5 | 116 | 16 | 29.4 | 3.1 | 12.524 | 28.429 | 106.415 | 48.826 | 0 | 0 | 0
6 | 25 | 6 | 493 | 48 | 30.6 | 4.6 | 35.986 | 30.28 | 303.759 | 242.482 | 3098.0522 | 2534.4524 | 2311.2296
6 | 25 | 7 | 757 | 55 | 32.2 | 6.2 | 237.854 | 35.488 | 1639.917 | 1550.184 | 5010.5811 | 4155.7432 | 3585.6127
6 | 25 | 8 | 845 | 73 | 33.3 | 4.1 | 469.165 | 42.575 | 3616.771 | 3473.776 | 7001.9011 | 5891.665 | 4877.0279
6 | 25 | 9 | 892 | 86 | 34.4 | 4.1 | 677.153 | 48.369 | 5282.775 | 5084.549 | 9274.9856 | 7963.114 | 6274.9976
6 | 25 | 10 | 921 | 96 | 35.6 | 2.6 | 842.478 | 55.903 | 6440.395 | 6198.223 | 11300.6443 | 9826.7799 | 7510.0844
6 | 25 | 11 | 945 | 101 | 37.2 | 5.7 | 953.905 | 54.603 | 7346.116 | 7066.375 | 12628.4484 | 11002.4489 | 8360.5615
6 | 25 | 12 | 944 | 103 | 38.9 | 3.1 | 984.293 | 61.7 | 7373.341 | 7092.428 | 12290.1057 | 10698.4916 | 8163.6283
6 | 25 | 13 | 831 | 106 | 40 | 3.1 | 856.707 | 60.143 | 6455.102 | 6212.341 | 10786.541 | 9390.7019 | 7269.1595
6 | 25 | 14 | 894 | 87 | 40 | 2.6 | 813.876 | 59.992 | 6122.212 | 5892.574 | 11958.5631 | 10417.2311 | 7860.1897
6 | 25 | 15 | 906 | 86 | 41.1 | 4.6 | 689.154 | 55.36 | 5234.458 | 5037.968 | 11150.3044 | 9697.4399 | 7352.0203
6 | 25 | 16 | 823 | 65 | 41.7 | 2.6 | 454.28 | 53.21 | 3364.743 | 3229.278 | 8599.566 | 7389.131 | 5718.4072
6 | 25 | 17 | 507 | 129 | 41.7 | 0 | 237.978 | 52.909 | 1641.063 | 1551.302 | 4225.331 | 3555.7078 | 3499.891
6 | 25 | 18 | 37 | 50 | 31.1 | 10.3 | 44.004 | 31.175 | 370.257 | 307.707 | 245.9885 | 204.2494 | 479.6116
6 | 25 | 19 | 17 | 20 | 33.3 | 9.3 | 17.52 | 32.931 | 146.493 | 88.166 | 106.6938 | 87.2549 | 196.5105
6 | 25 | 20 | 0 | 0 | 34.4 | 6.2 | 0 | 34.4 | 0 | 0 | 0 | 0 | 0
6 | 25 | 21 | 0 | 0 | 33.3 | 5.2 | 0 | 33.3 | 0 | 0 | 0 | 0 | 0
6 | 25 | 22 | 0 | 0 | 32.8 | 1.5 | 0 | 32.8 | 0 | 0 | 0 | 0 | 0
6 | 25 | 23 | 0 | 0 | 31.7 | 1.5 | 0 | 31.7 | 0 | 0 | 0 | 0 | 0
6 | 26 | 0 | 0 | 0 | 31.7 | 2.6 | 0 | 31.7 | 0 | 0 | 0 | 0 | 0
6 | 26 | 1 | 0 | 0 | 30.6 | 3.1 | 0 | 30.6 | 0 | 0 | 0 | 0 | 0
6 | 26 | 2 | 0 | 0 | 30 | 0 | 0 | 30 | 0 | 0 | 0 | 0 | 0
6 | 26 | 3 | 0 | 0 | 29.4 | 0 | 0 | 29.4 | 0 | 0 | 0 | 0 | 0
6 | 26 | 4 | 0 | 0 | 29.4 | 3.1 | 0 | 29.4 | 0 | 0 | 0 | 0 | 0
6 | 26 | 5 | 17 | 19 | 30 | 3.6 | 16.71 | 29.201 | 141.593 | 83.356 | 0 | 0 | 0
6 | 26 | 6 | 288 | 67 | 30 | 4.1 | 49.928 | 29.949 | 421.946 | 358.397 | 1810.6588 | 1481.4438 | 1599.0881
6 | 26 | 7 | 532 | 112 | 33.3 | 4.1 | 228.796 | 37.205 | 1652.391 | 1562.363 | 3519.9945 | 2919.1833 | 2989.7639
6 | 26 | 8 | 669 | 151 | 35 | 5.2 | 456.7 | 43.121 | 3543.948 | 3403.151 | 5540.0452 | 4661.5803 | 4470.3554
6 | 26 | 9 | 742 | 180 | 36.7 | 1.5 | 668.844 | 55.031 | 5095.091 | 4903.561 | 7711.2619 | 6620.018 | 5938.4339
6 | 26 | 10 | 792 | 199 | 37.8 | 3.1 | 839.669 | 56.971 | 6394.877 | 6154.52 | 9714.9331 | 8447.7814 | 7233.918
6 | 26 | 11 | 815 | 211 | 39.4 | 3.1 | 947.288 | 61.179 | 7108.778 | 6839.152 | 10890.1831 | 9488.1191 | 8037.5292
6 | 26 | 12 | 805 | 239 | 40.6 | 2.6 | 998.323 | 64.832 | 7385.06 | 7103.641 | 10484.7476 | 9126.8553 | 7974.102
6 | 26 | 13 | 748 | 267 | 42.2 | 3.1 | 946.84 | 64.23 | 7019.198 | 6753.34 | 9705.0961 | 8449.3836 | 7686.9603
6 | 26 | 14 | 655 | 296 | 42.8 | 3.1 | 823.483 | 62.127 | 6147.304 | 5916.69 | 8763.138 | 7633.424 | 7311.7473
6 | 26 | 15 | 711 | 180 | 42.8 | 3.1 | 651.592 | 58.227 | 4903.75 | 4718.921 | 8755.2402 | 7614.6791 | 6523.8428
6 | 26 | 16 | 675 | 152 | 42.8 | 4.1 | 464.141 | 52.845 | 3474.679 | 3335.956 | 7059.1299 | 6066.3873 | 5349.7059
6 | 26 | 17 | 537 | 117 | 43.3 | 2.6 | 237.793 | 49.321 | 1650.52 | 1560.537 | 4479.766 | 3769.9203 | 3580.8727
6 | 26 | 18 | 247 | 75 | 42.2 | 3.1 | 59.606 | 43.34 | 479.706 | 415.03 | 1643.5626 | 1364.9808 | 1541.1699
6 | 26 | 19 | 11 | 17 | 40.6 | 2.1 | 15.183 | 40.225 | 123.616 | 65.71 | 69.0435 | 56.4657 | 153.0253
6 | 26 | 20 | 0 | 0 | 39.4 | 0 | 0 | 39.4 | 0 | 0 | 0 | 0 | 0
6 | 26 | 21 | 0 | 0 | 37.8 | 0 | 0 | 37.8 | 0 | 0 | 0 | 0 | 0
6 | 26 | 22 | 0 | 0 | 36.1 | 0 | 0 | 36.1 | 0 | 0 | 0 | 0 | 0
6 | 26 | 23 | 0 | 0 | 36.7 | 2.1 | 0 | 36.7 | 0 | 0 | 0 | 0 | 0
6 | 27 | 0 | 0 | 0 | 35 | 0 | 0 | 35 | 0 | 0 | 0 | 0 | 0
6 | 27 | 1 | 0 | 0 | 33.9 | 2.1 | 0 | 33.9 | 0 | 0 | 0 | 0 | 0
6 | 27 | 2 | 0 | 0 | 32.8 | 5.2 | 0 | 32.8 | 0 | 0 | 0 | 0 | 0
6 | 27 | 3 | 0 | 0 | 32.2 | 3.1 | 0 | 32.2 | 0 | 0 | 0 | 0 | 0
6 | 27 | 4 | 0 | 0 | 31.7 | 4.1 | 0 | 31.7 | 0 | 0 | 0 | 0 | 0
6 | 27 | 5 | 43 | 19 | 30.6 | 3.1 | 16.29 | 29.765 | 137.757 | 79.591 | 0 | 0 | 0
6 | 27 | 6 | 304 | 71 | 31.1 | 3.1 | 53.03 | 31.146 | 446.252 | 382.23 | 1912.2391 | 1564.7672 | 1690.391
6 | 27 | 7 | 533 | 126 | 33.3 | 2.6 | 238.611 | 38.034 | 1727.168 | 1635.365 | 3525.4863 | 2923.5 | 3083.2032
6 | 27 | 8 | 741 | 140 | 35.6 | 2.1 | 479.841 | 47.245 | 3658.191 | 3513.937 | 6132.708 | 5160.2476 | 4770.5704
6 | 27 | 9 | 737 | 168 | 36.7 | 1.5 | 654.04 | 54.724 | 4987.36 | 4799.618 | 7655.6017 | 6571.7341 | 5824.5814
6 | 27 | 10 | 875 | 150 | 40 | 2.6 | 861.129 | 60.586 | 6463.399 | 6220.308 | 10730.1639 | 9330.4954 | 7523.8559
6 | 27 | 11 | 881 | 145 | 40.6 | 2.6 | 936.832 | 63.301 | 6969.976 | 6706.176 | 11771.105 | 10255.7411 | 8132.611
6 | 27 | 12 | 907 | 147 | 42.2 | 3.1 | 990.367 | 65.019 | 7320.185 | 7041.558 | 11817.9942 | 10287.3645 | 8170.4003
6 | 27 | 13 | 900 | 146 | 43.3 | 3.6 | 956.613 | 64.519 | 7082.292 | 6813.783 | 11672.4624 | 10162.4217 | 8075.2566
6 | 27 | 14 | 878 | 126 | 43.3 | 5.2 | 838.958 | 59.761 | 6317.893 | 6080.587 | 11748.7438 | 10233.7971 | 7993.3711
6 | 27 | 15 | 854 | 123 | 43.3 | 3.6 | 693.169 | 58.894 | 5196.537 | 5001.402 | 10522.1217 | 9151.6828 | 7217.2818
6 | 27 | 16 | 784 | 103 | 43.3 | 3.1 | 472.552 | 54.603 | 3495.878 | 3356.521 | 8206.2122 | 7053.1925 | 5728.7418
6 | 27 | 17 | 618 | 102 | 43.3 | 3.6 | 245.17 | 48.85 | 1678.803 | 1588.15 | 5160.6815 | 4343.0704 | 3909.9391
6 | 27 | 18 | 408 | 57 | 42.2 | 3.1 | 45.526 | 43.038 | 366.804 | 304.321 | 2717.3273 | 2257.2529 | 2117.6791
6 | 27 | 19 | 31 | 25 | 41.1 | 1.5 | 20.771 | 40.836 | 168.732 | 109.992 | 194.6055 | 159.1597 | 285.2809
6 | 27 | 20 | 0 | 0 | 39.4 | 2.6 | 0 | 39.4 | 0 | 0 | 0 | 0 | 0
6 | 27 | 21 | 0 | 0 | 37.8 | 3.6 | 0 | 37.8 | 0 | 0 | 0 | 0 | 0
6 | 27 | 22 | 0 | 0 | 37.2 | 2.6 | 0 | 37.2 | 0 | 0 | 0 | 0 | 0
6 | 27 | 23 | 0 | 0 | 36.7 | 3.6 | 0 | 36.7 | 0 | 0 | 0 | 0 | 0
6 | 28 | 0 | 0 | 0 | 36.1 | 4.6 | 0 | 36.1 | 0 | 0 | 0 | 0 | 0
6 | 28 | 1 | 0 | 0 | 35 | 2.1 | 0 | 35 | 0 | 0 | 0 | 0 | 0
6 | 28 | 2 | 0 | 0 | 34.4 | 3.1 | 0 | 34.4 | 0 | 0 | 0 | 0 | 0
6 | 28 | 3 | 0 | 0 | 33.3 | 3.1 | 0 | 33.3 | 0 | 0 | 0 | 0 | 0
6 | 28 | 4 | 0 | 0 | 32.2 | 0 | 0 | 32.2 | 0 | 0 | 0 | 0 | 0
6 | 28 | 5 | 5 | 19 | 31.7 | 1.5 | 16.744 | 30.73 | 141.108 | 82.879 | 0 | 0 | 0
6 | 28 | 6 | 70 | 101 | 32.2 | 2.1 | 78.262 | 32.944 | 654.343 | 586.188 | 440.5681 | 360.5666 | 929.0925
6 | 28 | 7 | 153 | 169 | 33.3 | 2.6 | 182.128 | 36.736 | 1435.167 | 1350.189 | 1011.7386 | 838.9248 | 1737.1448
6 | 28 | 8 | 70 | 280 | 34.4 | 3.1 | 280.788 | 40.177 | 2272.201 | 2166.881 | 579.0265 | 487.2093 | 2199.8083
6 | 28 | 9 | 288 | 412 | 35 | 2.6 | 571.968 | 48.202 | 4498.497 | 4327.45 | 2990.282 | 2566.7446 | 4577.4771
6 | 28 | 10 | 34 | 494 | 35 | 2.1 | 476.062 | 47.471 | 3771.327 | 3623.605 | 416.8441 | 362.4667 | 3551.7117
6 | 28 | 11 | 240 | 443 | 37.2 | 2.1 | 645.239 | 53.505 | 4993.525 | 4805.567 | 3206.4227 | 2793.6679 | 4911.2634
6 | 28 | 12 | 140 | 471 | 38.9 | 4.1 | 581.546 | 51.26 | 4540.985 | 4368.519 | 1824.8813 | 1588.5213 | 4256.6887
6 | 28 | 13 | 566 | 339 | 40.6 | 5.7 | 850.45 | 55.894 | 6518.717 | 6273.406 | 7337.7665 | 6388.6375 | 6728.0154
6 | 28 | 14 | 661 | 298 | 40 | 4.1 | 831.212 | 57.708 | 6315.506 | 6078.294 | 8846.6401 | 7705.6376 | 7376.1814
6 | 28 | 15 | 483 | 297 | 41.1 | 4.1 | 605.261 | 54.276 | 4638.906 | 4463.147 | 5954.5103 | 5179.1526 | 5602.6881
6 | 28 | 16 | 243 | 303 | 40.6 | 4.1 | 385.546 | 48.934 | 2991.549 | 2866.838 | 2545.7752 | 2188.4108 | 3579.3868
6 | 28 | 17 | 111 | 176 | 40 | 5.2 | 179.143 | 43.272 | 1395.658 | 1311.581 | 927.8709 | 780.8935 | 1737.7194
6 | 28 | 18 | 22 | 92 | 38.9 | 4.6 | 73.647 | 39.913 | 600.308 | 533.241 | 146.6602 | 121.8575 | 685.3516
6 | 28 | 19 | 3 | 22 | 37.8 | 4.6 | 19.145 | 37.485 | 157.449 | 98.918 | 18.8365 | 15.4064 | 152.4005
6 | 28 | 20 | 0 | 0 | 37.2 | 2.1 | 0 | 37.2 | 0 | 0 | 0 | 0 | 0
6 | 28 | 21 | 0 | 0 | 36.7 | 1.5 | 0 | 36.7 | 0 | 0 | 0 | 0 | 0
6 | 28 | 22 | 0 | 0 | 36.1 | 2.1 | 0 | 36.1 | 0 | 0 | 0 | 0 | 0
6 | 28 | 23 | 0 | 0 | 35.6 | 3.6 | 0 | 35.6 | 0 | 0 | 0 | 0 | 0
6 | 29 | 0 | 0 | 0 | 35 | 1.5 | 0 | 35 | 0 | 0 | 0 | 0 | 0
6 | 29 | 1 | 0 | 0 | 34.4 | 2.1 | 0 | 34.4 | 0 | 0 | 0 | 0 | 0
6 | 29 | 2 | 0 | 0 | 33.3 | 3.1 | 0 | 33.3 | 0 | 0 | 0 | 0 | 0
6 | 29 | 3 | 0 | 0 | 32.8 | 2.1 | 0 | 32.8 | 0 | 0 | 0 | 0 | 0
6 | 29 | 4 | 0 | 0 | 32.8 | 2.6 | 0 | 32.8 | 0 | 0 | 0 | 0 | 0
6 | 29 | 5 | 0 | 9 | 32.8 | 2.1 | 7.976 | 31.737 | 66.972 | 10.103 | 0 | 0 | 0
6 | 29 | 6 | 111 | 86 | 32.2 | 0 | 67.359 | 32.716 | 563.641 | 497.306 | 699.0466 | 572.2018 | 1000.8326
6 | 29 | 7 | 52 | 168 | 32.2 | 1.5 | 156.976 | 35.428 | 1277.875 | 1196.453 | 343.7867 | 285.0496 | 1299.7107
6 | 29 | 8 | 141 | 271 | 33.3 | 2.1 | 308.138 | 40.4 | 2478.287 | 2367.592 | 1165.7506 | 980.8941 | 2509.3176
6 | 29 | 9 | 80 | 385 | 35 | 3.6 | 402.317 | 43.399 | 3231.173 | 3099.612 | 830.3006 | 712.6539 | 3069.6408
6 | 29 | 10 | 381 | 412 | 35.6 | 7.2 | 700.824 | 46.346 | 5567.614 | 5358.999 | 4670.1327 | 4060.882 | 5589.569
6 | 29 | 11 | 331 | 438 | 34.4 | 6.2 | 722.765 | 46.848 | 5737.778 | 5522.824 | 4421.9136 | 3852.7229 | 5617.568
6 | 29 | 12 | 274 | 493 | 33.3 | 7.2 | 735.16 | 44.864 | 5881.53 | 5661.144 | 3572.9161 | 3110.1417 | 5466.9124
6 | 29 | 13 | 281 | 450 | 32.8 | 5.2 | 689.988 | 46.007 | 5495.409 | 5289.454 | 3641.5656 | 3170.6045 | 5221.3216
6 | 29 | 14 | 193 | 519 | 32.8 | 10.3 | 642.975 | 40.793 | 5219.417 | 5023.464 | 2583.5408 | 2250.2442 | 5040.3584
6 | 29 | 15 | 6 | 284 | 32.2 | 6.2 | 258.662 | 36.597 | 2133.764 | 2031.973 | 74.0133 | 64.3781 | 1941.3668
6 | 29 | 16 | 109 | 299 | 32.2 | 5.2 | 316.788 | 37.662 | 2582.024 | 2468.569 | 1142.9689 | 982.6768 | 2690.6449
6 | 29 | 17 | 29 | 160 | 31.7 | 6.2 | 145.783 | 33.739 | 1202.844 | 1123.089 | 242.67 | 204.2379 | 1202.5528
6 | 29 | 18 | 0 | 46 | 31.1 | 6.2 | 40.96 | 31.103 | 344.734 | 282.674 | 0 | 0 | 295.4437
6 | 29 | 19 | 1 | 12 | 31.1 | 5.2 | 10.647 | 30.38 | 89.844 | 32.558 | 6.2804 | 5.1371 | 80.5453
6 | 29 | 20 | 0 | 0 | 30.6 | 3.6 | 0 | 30.6 | 0 | 0 | 0 | 0 | 0
6 | 29 | 21 | 0 | 0 | 30 | 3.1 | 0 | 30 | 0 | 0 | 0 | 0 | 0
6 | 29 | 22 | 0 | 0 | 29.4 | 4.1 | 0 | 29.4 | 0 | 0 | 0 | 0 | 0
6 | 29 | 23 | 0 | 0 | 28.9 | 3.6 | 0 | 28.9 | 0 | 0 | 0 | 0 | 0
6 | 30 | 0 | 0 | 0 | 28.3 | 2.6 | 0 | 28.3 | 0 | 0 | 0 | 0 | 0
6 | 30 | 1 | 0 | 0 | 27.8 | 2.1 | 0 | 27.8 | 0 | 0 | 0 | 0 | 0
6 | 30 | 2 | 0 | 0 | 27.8 | 0 | 0 | 27.8 | 0 | 0 | 0 | 0 | 0
6 | 30 | 3 | 0 | 0 | 27.2 | 1.5 | 0 | 27.2 | 0 | 0 | 0 | 0 | 0
6 | 30 | 4 | 0 | 0 | 26.7 | 0 | 0 | 26.7 | 0 | 0 | 0 | 0 | 0
6 | 30 | 5 | 3 | 16 | 27.2 | 1.5 | 14.227 | 25.913 | 121.963 | 64.088 | 0 | 0 | 0
6 | 30 | 6 | 46 | 70 | 27.8 | 2.1 | 58.408 | 27.85 | 497.301 | 432.279 | 289.8883 | 237.3287 | 634.0102
6 | 30 | 7 | 132 | 155 | 30 | 3.1 | 165.602 | 32.737 | 1326.981 | 1244.458 | 872.554 | 723.4468 | 1557.4951
6 | 30 | 8 | 356 | 256 | 31.1 | 1.5 | 397.307 | 41.318 | 3148.906 | 3019.719 | 2942.0013 | 2475.4776 | 3526.8102
6 | 30 | 9 | 681 | 279 | 33.3 | 2.1 | 715.702 | 51.129 | 5542.925 | 5335.222 | 7065.3935 | 6063.9472 | 6199.7332
6 | 30 | 10 | 696 | 268 | 35 | 3.6 | 829.444 | 53.226 | 6412.168 | 6171.123 | 8529.7451 | 7416.9345 | 6974.176
6 | 30 | 11 | 765 | 226 | 36.1 | 5.2 | 923.229 | 53.823 | 7132.767 | 6862.127 | 10219.2959 | 8903.923 | 7729.251
6 | 30 | 12 | 796 | 186 | 36.7 | 4.1 | 934.454 | 56.616 | 7143.476 | 6872.383 | 10383.5659 | 9038.6502 | 7558.4288
6 | 30 | 13 | 709 | 280 | 37.2 | 7.7 | 925.49 | 51.427 | 7217.636 | 6943.395 | 9184.8157 | 7997.1228 | 7457.3257
6 | 30 | 14 | 676 | 254 | 38.3 | 4.1 | 805.256 | 55.636 | 6167.814 | 5936.401 | 9050.7943 | 7882.8707 | 7206.7255
6 | 30 | 15 | 659 | 237 | 38.9 | 5.2 | 671.578 | 51.972 | 5185.437 | 4990.698 | 8134.0793 | 7075.4457 | 6526.9955
6 | 30 | 16 | 531 | 203 | 38.9 | 4.6 | 441.439 | 48.083 | 3388.767 | 3252.594 | 5573.1764 | 4792.3453 | 4774.8352
6 | 30 | 17 | 458 | 125 | 37.8 | 3.6 | 224.865 | 42.704 | 1622.71 | 1533.382 | 3836.5763 | 3229.1008 | 3229.3
6 | 30 | 18 | 420 | 58 | 37.8 | 3.6 | 47.696 | 38.407 | 390.938 | 327.989 | 2805.4216 | 2332.1181 | 2180.2526
6 | 30 | 19 | 26 | 23 | 36.7 | 4.1 | 19.325 | 36.287 | 159.633 | 101.061 | 163.3401 | 133.6153 | 252.3181
6 | 30 | 20 | 0 | 0 | 35 | 4.1 | 0 | 35 | 0 | 0 | 0 | 0 | 0
6 | 30 | 21 | 0 | 0 | 34.3 | 3.8 | 0 | 34.3 | 0 | 0 | 0 | 0 | 0
6 | 30 | 22 | 0 | 0 | 33.6 | 3.5 | 0 | 33.6 | 0 | 0 | 0 | 0 | 0
6 | 30 | 23 | 0 | 0 | 32.9 | 3.2 | 0 | 32.9 | 0 | 0 | 0 | 0 | 0
7 | 1 | 0 | 0 | 0 | 32.1 | 3 | 0 | 32.1 | 0 | 0 | 0 | 0 | 0
7 | 1 | 1 | 0 | 0 | 31.4 | 2.7 | 0 | 31.4 | 0 | 0 | 0 | 0 | 0
7 | 1 | 2 | 0 | 0 | 30.7 | 2.4 | 0 | 30.7 | 0 | 0 | 0 | 0 | 0
7 | 1 | 3 | 0 | 0 | 30 | 2.1 | 0 | 30 | 0 | 0 | 0 | 0 | 0
7 | 1 | 4 | 0 | 0 | 30.6 | 1.5 | 0 | 30.6 | 0 | 0 | 0 | 0 | 0
7 | 1 | 5 | 2 | 5 | 30 | 1.5 | 4.508 | 28.59 | 38.278 | 0 | 0 | 0 | 0
7 | 1 | 6 | 2 | 63 | 30 | 3.1 | 54.358 | 30.011 | 459.281 | 395.005 | 12.6129 | 10.328 | 409.9295
7 | 1 | 7 | 2 | 123 | 30.6 | 2.1 | 108.53 | 32.192 | 908.968 | 835.556 | 13.2192 | 10.9599 | 797.6657
7 | 1 | 8 | 21 | 238 | 31.7 | 3.1 | 220.36 | 35.864 | 1818.64 | 1724.639 | 173.4759 | 145.9671 | 1669.461
7 | 1 | 9 | 48 | 325 | 32.2 | 5.2 | 326.94 | 37.796 | 2682.106 | 2565.953 | 497.8435 | 427.2584 | 2466.3297
7 | 1 | 10 | 68 | 341 | 33.9 | 3.6 | 369.44 | 41.613 | 2990.773 | 2866.084 | 833.2426 | 724.5321 | 2783.2528
7 | 1 | 11 | 812 | 331 | 38.9 | 3.1 | 1062.003 | 62.168 | 7938.914 | 7633.07 | 10846.6952 | 9450.6164 | 8812.5914
7 | 1 | 12 | 642 | 433 | 40.6 | 3.6 | 1029.206 | 63.459 | 7657 | 7363.72 | 8377.7079 | 7292.6048 | 7988.5533
7 | 1 | 13 | 537 | 357 | 40.6 | 3.1 | 842.626 | 60.526 | 6341.659 | 6103.413 | 6954.2463 | 6055.1158 | 6614.9695
7 | 1 | 14 | 597 | 233 | 41.1 | 6.2 | 722.564 | 53.849 | 5573.567 | 5364.731 | 7994.6027 | 6962.694 | 6423.5755
7 | 1 | 15 | 712 | 230 | 41.7 | 4.1 | 701.855 | 56.617 | 5320.783 | 5121.187 | 8793.7147 | 7649.5422 | 6881.2642
7 | 1 | 16 | 234 | 210 | 40 | 5.2 | 303.808 | 46.087 | 2375.389 | 2267.396 | 2458.272 | 2114.198 | 2907.1193
7 | 1 | 17 | 24 | 133 | 40 | 3.1 | 122.49 | 42.624 | 978.44 | 903.555 | 201.2592 | 169.3996 | 999.4733
7 | 1 | 18 | 3 | 53 | 40 | 3.6 | 46.891 | 40.464 | 381.433 | 318.669 | 20.0595 | 16.6795 | 353.4036
7 | 1 | 19 | 1 | 11 | 39.4 | 0 | 9.756 | 38.346 | 79.983 | 22.877 | 6.2845 | 5.1413 | 74.1815
7 | 1 | 20 | 0 | 0 | 38.3 | 2.1 | 0 | 38.3 | 0 | 0 | 0 | 0 | 0
7 | 1 | 21 | 0 | 0 | 37.8 | 4.6 | 0 | 37.8 | 0 | 0 | 0 | 0 | 0
7 | 1 | 22 | 0 | 0 | 34.4 | 10.3 | 0 | 34.4 | 0 | 0 | 0 | 0 | 0
7 | 1 | 23 | 0 | 0 | 36.7 | 7.2 | 0 | 36.7 | 0 | 0 | 0 | 0 | 0
7 | 2 | 0 | 0 | 0 | 35.6 | 4.1 | 0 | 35.6 | 0 | 0 | 0 | 0 | 0
7 | 2 | 1 | 0 | 0 | 35 | 2.1 | 0 | 35 | 0 | 0 | 0 | 0 | 0
7 | 2 | 2 | 0 | 0 | 33.3 | 3.1 | 0 | 33.3 | 0 | 0 | 0 | 0 | 0
7 | 2 | 3 | 0 | 0 | 32.2 | 0 | 0 | 32.2 | 0 | 0 | 0 | 0 | 0
7 | 2 | 4 | 0 | 0 | 31.7 | 2.6 | 0 | 31.7 | 0 | 0 | 0 | 0 | 0
7 | 2 | 5 | 93 | 12 | 32.2 | 3.1 | 9.367 | 31.249 | 78.796 | 21.712 | 0 | 0 | 0
7 | 2 | 6 | 307 | 84 | 32.8 | 2.6 | 63.157 | 33.137 | 527.682 | 462.06 | 1937.5555 | 1586.8787 | 1790.0008
7 | 2 | 7 | 684 | 69 | 33.9 | 3.1 | 226.669 | 38.158 | 1560.749 | 1472.871 | 4520.766 | 3748.0928 | 3359.9127
7 | 2 | 8 | 784 | 84 | 36.1 | 3.1 | 447.086 | 45.749 | 3407.278 | 3270.557 | 6474.1618 | 5447.5309 | 4618.1554
7 | 2 | 9 | 846 | 108 | 37.8 | 2.1 | 665.771 | 54.516 | 5073.567 | 4882.797 | 8772.0887 | 7528.0489 | 6113.0091
7 | 2 | 10 | 878 | 131 | 40 | 3.1 | 840.192 | 59.148 | 6341.91 | 6103.655 | 10757.3702 | 9353.8527 | 7413.5206
7 | 2 | 11 | 880 | 158 | 40 | 3.1 | 948.778 | 61.8 | 7101.873 | 6832.538 | 11754.6721 | 10241.7673 | 8209.25
7 | 2 | 12 | 897 | 173 | 41.1 | 5.2 | 1018.125 | 60.797 | 7654.983 | 7361.792 | 11709.4089 | 10192.7994 | 8277.9883
7 | 2 | 13 | 910 | 155 | 42.8 | 5.2 | 977.032 | 61.867 | 7311.793 | 7033.527 | 11780.9167 | 10257.9382 | 8201.3301
7 | 2 | 14 | 886 | 153 | 42.2 | 6.2 | 880.516 | 57.795 | 6684.367 | 6432.35 | 11866.9503 | 10334.7897 | 8246.557
7 | 2 | 15 | 862 | 136 | 42.8 | 5.2 | 715.349 | 56.87 | 5408.977 | 5206.182 | 10653.029 | 9267.3309 | 7383.8448
7 | 2 | 16 | 811 | 68 | 42.8 | 5.7 | 457.169 | 51.37 | 3418.169 | 3281.126 | 8527.9643 | 7335.5508 | 5692.3893
7 | 2 | 17 | 702 | 60 | 42.2 | 5.7 | 234.335 | 46.44 | 1576.312 | 1488.071 | 5893.2172 | 4960.5501 | 4093.5839
7 | 2 | 18 | 210 | 50 | 41.1 | 6.7 | 39.496 | 41.45 | 305.114 | 243.811 | 1405.6571 | 1169.1105 | 1226.7117
7 | 2 | 19 | 1 | 9 | 37.2 | 4.6 | 7.976 | 36.576 | 65.811 | 8.963 | 6.2871 | 5.144 | 61.4387
7 | 2 | 20 | 0 | 0 | 37.2 | 3.6 | 0 | 37.2 | 0 | 0 | 0 | 0 | 0
7 | 2 | 21 | 0 | 0 | 36.1 | 1.5 | 0 | 36.1 | 0 | 0 | 0 | 0 | 0
7 | 2 | 22 | 0 | 0 | 34.4 | 2.1 | 0 | 34.4 | 0 | 0 | 0 | 0 | 0
7 | 2 | 23 | 0 | 0 | 34.4 | 2.1 | 0 | 34.4 | 0 | 0 | 0 | 0 | 0
7 | 3 | 0 | 0 | 0 | 32.2 | 4.1 | 0 | 32.2 | 0 | 0 | 0 | 0 | 0
7 | 3 | 1 | 0 | 0 | 30 | 3.1 | 0 | 30 | 0 | 0 | 0 | 0 | 0
7 | 3 | 2 | 0 | 0 | 30.6 | 2.6 | 0 | 30.6 | 0 | 0 | 0 | 0 | 0
7 | 3 | 3 | 0 | 0 | 29.4 | 2.1 | 0 | 29.4 | 0 | 0 | 0 | 0 | 0
7 | 3 | 4 | 0 | 0 | 29.4 | 2.6 | 0 | 29.4 | 0 | 0 | 0 | 0 | 0
7 | 3 | 5 | 82 | 8 | 29.4 | 0 | 5.907 | 26.847 | 50.475 | 0 | 0 | 0 | 0
7 | 3 | 6 | 459 | 47 | 31.1 | 3.1 | 35.387 | 30.708 | 298.25 | 237.077 | 2899.2197 | 2375.0032 | 2176.593
7 | 3 | 7 | 611 | 87 | 32.8 | 4.6 | 222.681 | 36.38 | 1569.799 | 1481.71 | 4038.3325 | 3348.1248 | 3164.0801
7 | 3 | 8 | 551 | 202 | 34.4 | 5.2 | 442.74 | 42.235 | 3464.871 | 3326.44 | 4548.7064 | 3827.4038 | 4182.146
7 | 3 | 9 | 226 | 334 | 35 | 3.1 | 456.848 | 45.332 | 3632.534 | 3489.06 | 2342.8314 | 2010.5046 | 3660.8754
7 | 3 | 10 | 863 | 189 | 36.7 | 3.1 | 888.141 | 56.488 | 6776.265 | 6520.487 | 10572.6706 | 9193.224 | 7688.4993
7 | 3 | 11 | 910 | 154 | 38.9 | 3.6 | 972.722 | 60.333 | 7323.985 | 7045.196 | 12155.1474 | 10590.7259 | 8426.2252
7 | 3 | 12 | 916 | 160 | 40 | 3.1 | 1013.323 | 63.42 | 7538.878 | 7250.78 | 11961.5123 | 10412.2889 | 8344.461
7 | 3 | 13 | 896 | 150 | 40.6 | 4.6 | 960.616 | 60.372 | 7232.202 | 6957.34 | 11596.2908 | 10097.3664 | 8055.6214
7 | 3 | 14 | 894 | 145 | 41.7 | 5.2 | 874.122 | 58.785 | 6609.697 | 6360.715 | 11976.3863 | 10429.6529 | 8259.8931
7 | 3 | 15 | 856 | 132 | 42.2 | 5.2 | 708.417 | 56.12 | 5372.557 | 5171.086 | 10585.6252 | 9209.1032 | 7316.2072
7 | 3 | 16 | 799 | 42 | 42.2 | 5.2 | 426.508 | 50.653 | 3190.469 | 3060.085 | 8409.7975 | 7235.1181 | 5446.5916
7 | 3 | 17 | 700 | 30 | 41.7 | 6.2 | 208.676 | 45.23 | 1379.867 | 1296.148 | 5882.8567 | 4952.0812 | 3889.9539
7 | 3 | 18 | 368 | 25 | 40.6 | 6.2 | 23.469 | 40.654 | 162.482 | 103.858 | 2465.931 | 2051.5045 | 1748.8344
7 | 3 | 19 | 55 | 10 | 39.4 | 4.6 | 7.741 | 38.827 | 63.352 | 6.549 | 345.9479 | 283.0824 | 287.677
7 | 3 | 20 | 0 | 0 | 37.2 | 4.1 | 0 | 37.2 | 0 | 0 | 0 | 0 | 0
7 | 3 | 21 | 0 | 0 | 36.7 | 3.1 | 0 | 36.7 | 0 | 0 | 0 | 0 | 0
7 | 3 | 22 | 0 | 0 | 35 | 3.1 | 0 | 35 | 0 | 0 | 0 | 0 | 0
7 | 3 | 23 | 0 | 0 | 35 | 4.1 | 0 | 35 | 0 | 0 | 0 | 0 | 0
7 | 4 | 0 | 0 | 0 | 33.3 | 3.6 | 0 | 33.3 | 0 | 0 | 0 | 0 | 0
7 | 4 | 1 | 0 | 0 | 33.3 | 5.2 | 0 | 33.3 | 0 | 0 | 0 | 0 | 0
7 | 4 | 2 | 0 | 0 | 31.7 | 3.1 | 0 | 31.7 | 0 | 0 | 0 | 0 | 0
7 | 4 | 3 | 0 | 0 | 29.4 | 1.5 | 0 | 29.4 | 0 | 0 | 0 | 0 | 0
7 | 4 | 4 | 0 | 0 | 30 | 0 | 0 | 30 | 0 | 0 | 0 | 0 | 0
7 | 4 | 5 | 70 | 8 | 30 | 2.1 | 5.901 | 28.726 | 50.089 | 0 | 0 | 0 | 0
7 | 4 | 6 | 450 | 45 | 30.6 | 3.1 | 33.753 | 30.152 | 285.043 | 224.121 | 2844.8147 | 2330.9668 | 2128.6642
7 | 4 | 7 | 676 | 70 | 32.2 | 2.6 | 224.956 | 36.525 | 1558.836 | 1471.003 | 4468.2413 | 3704.6195 | 3332.4094
7 | 4 | 8 | 769 | 97 | 34.4 | 3.1 | 452.044 | 44.135 | 3470.383 | 3331.787 | 6346.7704 | 5340.3464 | 4623.4283
7 | 4 | 9 | 842 | 127 | 36.1 | 2.1 | 683.113 | 53.258 | 5233.072 | 5036.631 | 8726.974 | 7488.8529 | 6211.6976
7 | 4 | 10 | 880 | 147 | 37.2 | 3.6 | 856.692 | 55.9 | 6550.339 | 6303.756 | 10780.3328 | 9373.7743 | 7534.3041
7 | 4 | 11 | 908 | 153 | 38.3 | 4.1 | 970.472 | 58.788 | 7352.188 | 7072.186 | 12128.3068 | 10567.3533 | 8403.2004
7 | 4 | 12 | 916 | 164 | 40 | 2.6 | 1017.476 | 64.717 | 7530.122 | 7242.407 | 11965.4797 | 10415.7936 | 8373.5824
7 | 4 | 13 | 914 | 154 | 40.6 | 4.1 | 981.312 | 61.537 | 7353.706 | 7073.638 | 11826.1473 | 10297.6857 | 8222.1502
7 | 4 | 14 | 889 | 149 | 41.7 | 4.6 | 874.493 | 59.775 | 6586.795 | 6338.74 | 11911.6705 | 10372.8425 | 8247.3825
7 | 4 | 15 | 859 | 135 | 41.7 | 3.6 | 714.18 | 57.793 | 5381.273 | 5179.486 | 10629.5678 | 9247.7571 | 7363.0007
7 | 4 | 16 | 789 | 67 | 41.1 | 2.1 | 447.229 | 53.28 | 3321.229 | 3187.042 | 8312.525 | 7152.6455 | 5552.8162
7 | 4 | 17 | 693 | 50 | 41.1 | 4.6 | 226.668 | 45.705 | 1524.321 | 1437.29 | 5830.4408 | 4908.2249 | 3988.2173
7 | 4 | 18 | 358 | 47 | 40 | 3.6 | 39.292 | 40.513 | 290.217 | 229.197 | 2401.5937 | 1998.5197 | 1848.5402
7 | 4 | 19 | 56 | 16 | 38.9 | 3.6 | 13.329 | 38.412 | 109.247 | 51.606 | 352.4166 | 288.4141 | 330.1238
7 | 4 | 20 | 0 | 0 | 37.8 | 3.1 | 0 | 37.8 | 0 | 0 | 0 | 0 | 0
7 | 4 | 21 | 0 | 0 | 36.7 | 2.1 | 0 | 36.7 | 0 | 0 | 0 | 0 | 0
7 | 4 | 22 | 0 | 0 | 35.6 | 2.6 | 0 | 35.6 | 0 | 0 | 0 | 0 | 0
7 | 4 | 23 | 0 | 0 | 35 | 1.5 | 0 | 35 | 0 | 0 | 0 | 0 | 0
7 | 5 | 0 | 0 | 0 | 34.4 | 2.1 | 0 | 34.4 | 0 | 0 | 0 | 0 | 0
7 | 5 | 1 | 0 | 0 | 33.3 | 3.1 | 0 | 33.3 | 0 | 0 | 0 | 0 | 0
7 | 5 | 2 | 0 | 0 | 32.8 | 1.5 | 0 | 32.8 | 0 | 0 | 0 | 0 | 0
7 | 5 | 3 | 0 | 0 | 32.8 | 3.1 | 0 | 32.8 | 0 | 0 | 0 | 0 | 0
7 | 5 | 4 | 0 | 0 | 32.8 | 2.1 | 0 | 32.8 | 0 | 0 | 0 | 0 | 0
7 | 5 | 5 | 2 | 7 | 32.8 | 3.1 | 6.2 | 31.807 | 52.051 | 0 | 0 | 0 | 0
7 | 5 | 6 | 190 | 57 | 33.3 | 3.1 | 45.139 | 33.216 | 377.032 | 314.352 | 1202.2315 | 985.3141 | 1141.9417
7 | 5 | 7 | 679 | 68 | 34.4 | 3.6 | 223.493 | 38.371 | 1534.742 | 1447.469 | 4488.6199 | 3721.6318 | 3332.6885
7 | 5 | 8 | 778 | 95 | 35.6 | 3.1 | 454.128 | 45.393 | 3468.624 | 3330.081 | 6419.7435 | 5401.7514 | 4656.1904
7 | 5 | 9 | 847 | 119 | 38.3 | 4.1 | 678.761 | 52.278 | 5218.768 | 5022.838 | 8777.5467 | 7532.0865 | 6189.6844
7 | 5 | 10 | 889 | 136 | 40.6 | 2.1 | 854.262 | 62.302 | 6367.448 | 6128.18 | 10890.3059 | 9469.3907 | 7527.7073
7 | 5 | 11 | 895 | 146 | 41.1 | 3.6 | 952.946 | 62.032 | 7126.453 | 6856.08 | 11954.6613 | 10416.0568 | 8250.7545
7 | 5 | 12 | 915 | 162 | 42.2 | 3.6 | 1015.497 | 64.554 | 7520.504 | 7233.209 | 11956.276 | 10407.8442 | 8354.6066
7 | 5 | 13 | 901 | 156 | 42.2 | 1.5 | 972.093 | 69.522 | 7051.284 | 6784.079 | 11655.2493 | 10149.0277 | 8131.5564
7 | 5 | 14 | 866 | 157 | 42.8 | 3.6 | 870.616 | 62.257 | 6493.281 | 6248.992 | 11605.6891 | 10105.9394 | 8114.7057
7 | 5 | 15 | 848 | 140 | 42.8 | 5.2 | 712.434 | 56.802 | 5390.07 | 5187.963 | 10500.2619 | 9135.6946 | 7317.8378
7 | 5 | 16 | 795 | 71 | 42.8 | 3.6 | 454.752 | 53.217 | 3379.854 | 3243.944 | 8383.8292 | 7215.2363 | 5622.9583
7 | 5 | 17 | 699 | 51 | 42.2 | 4.6 | 229.762 | 46.91 | 1540.051 | 1452.654 | 5887.4244 | 4956.4807 | 4030.3999
7 | 5 | 18 | 361 | 33 | 41.1 | 4.1 | 28.557 | 41.399 | 200.247 | 140.921 | 2424.4685 | 2018.1086 | 1773.0564
7 | 5 | 19 | 67 | 9 | 40 | 4.1 | 6.977 | 39.423 | 56.976 | 0.29 | 421.8764 | 345.31 | 330.4671
7 | 5 | 20 | 0 | 0 | 38.9 | 4.1 | 0 | 38.9 | 0 | 0 | 0 | 0 | 0
7 | 5 | 21 | 0 | 0 | 37.2 | 3.1 | 0 | 37.2 | 0 | 0 | 0 | 0 | 0
7 | 5 | 22 | 0 | 0 | 36.1 | 3.1 | 0 | 36.1 | 0 | 0 | 0 | 0 | 0
7 | 5 | 23 | 0 | 0 | 35 | 4.1 | 0 | 35 | 0 | 0 | 0 | 0 | 0
7 | 6 | 0 | 0 | 0 | 34.4 | 3.1 | 0 | 34.4 | 0 | 0 | 0 | 0 | 0
7 | 6 | 1 | 0 | 0 | 33.9 | 3.1 | 0 | 33.9 | 0 | 0 | 0 | 0 | 0
7 | 6 | 2 | 0 | 0 | 32.8 | 2.6 | 0 | 32.8 | 0 | 0 | 0 | 0 | 0
7 | 6 | 3 | 0 | 0 | 32.2 | 2.1 | 0 | 32.2 | 0 | 0 | 0 | 0 | 0
7 | 6 | 4 | 0 | 0 | 31.7 | 2.6 | 0 | 31.7 | 0 | 0 | 0 | 0 | 0
7 | 6 | 5 | 74 | 10 | 31.1 | 2.6 | 7.79 | 30 | 65.825 | 8.977 | 0 | 0 | 0
7 | 6 | 6 | 425 | 43 | 31.1 | 3.1 | 32.123 | 30.636 | 270.812 | 210.159 | 2691.7586 | 2206.6453 | 2016.9012
7 | 6 | 7 | 614 | 79 | 32.8 | 0 | 215.392 | 39.866 | 1488.344 | 1402.145 | 4059.6498 | 3366.1142 | 3126.408
7 | 6 | 8 | 635 | 127 | 35 | 4.1 | 416.315 | 43.162 | 3222.442 | 3091.134 | 5238.9596 | 4408.2094 | 4124.1374
7 | 6 | 9 | 825 | 126 | 36.1 | 4.1 | 671.077 | 49.851 | 5209.05 | 5013.469 | 8548.7193 | 7335.6178 | 6095.5004
7 | 6 | 10 | 876 | 143 | 38.3 | 2.6 | 850.41 | 58.715 | 6430.505 | 6188.727 | 10731.1043 | 9330.9623 | 7477.6735
7 | 6 | 11 | 881 | 165 | 38.9 | 2.1 | 967.537 | 63.682 | 7187.811 | 6914.838 | 11767.7761 | 10253.2121 | 8263.9769
7 | 6 | 12 | 682 | 304 | 41.1 | 3.6 | 948.578 | 62.15 | 7094.277 | 6825.263 | 8914.4771 | 7760.0362 | 7453.1516
7 | 6 | 13 | 561 | 314 | 41.7 | 4.6 | 827.319 | 58.824 | 6268.793 | 6033.423 | 7255.612 | 6318.0424 | 6510.9811
7 | 6 | 14 | 791 | 173 | 41.7 | 4.1 | 825.146 | 59.238 | 6229.695 | 5995.862 | 10602.564 | 9232.0249 | 7611.027
7 | 6 | 15 | 818 | 141 | 42.8 | 5.2 | 694.105 | 56.398 | 5260.603 | 5063.175 | 10135.4002 | 8818.6795 | 7102.7739
7 | 6 | 16 | 746 | 67 | 42.8 | 4.6 | 428.077 | 51.819 | 3199.886 | 3069.23 | 7874.7128 | 6778.2541 | 5283.319
7 | 6 | 17 | 649 | 50 | 42.2 | 6.2 | 214.014 | 45.839 | 1441.669 | 1356.542 | 5472.352 | 4607.3214 | 3763.1541
7 | 6 | 18 | 309 | 42 | 41.1 | 6.2 | 35.082 | 41.377 | 256.224 | 195.847 | 2077.6345 | 1729.8866 | 1607.3951
7 | 6 | 19 | 48 | 9 | 39.4 | 4.6 | 6.958 | 38.832 | 56.943 | 0.256 | 302.4234 | 247.5762 | 253.1517
7 | 6 | 20 | 0 | 0 | 38.3 | 5.2 | 0 | 38.3 | 0 | 0 | 0 | 0 | 0
7 | 6 | 21 | 0 | 0 | 37.2 | 4.6 | 0 | 37.2 | 0 | 0 | 0 | 0 | 0
7 | 6 | 22 | 0 | 0 | 36.1 | 3.6 | 0 | 36.1 | 0 | 0 | 0 | 0 | 0
7 | 6 | 23 | 0 | 0 | 36.1 | 4.6 | 0 | 36.1 | 0 | 0 | 0 | 0 | 0
7 | 7 | 0 | 0 | 0 | 35 | 4.6 | 0 | 35 | 0 | 0 | 0 | 0 | 0
7 | 7 | 1 | 0 | 0 | 34.4 | 5.7 | 0 | 34.4 | 0 | 0 | 0 | 0 | 0
7 | 7 | 2 | 0 | 0 | 34.4 | 5.2 | 0 | 34.4 | 0 | 0 | 0 | 0 | 0
7 | 7 | 3 | 0 | 0 | 32.8 | 2.6 | 0 | 32.8 | 0 | 0 | 0 | 0 | 0
7 | 7 | 4 | 0 | 0 | 32.2 | 3.1 | 0 | 32.2 | 0 | 0 | 0 | 0 | 0
7 | 7 | 5 | 28 | 10 | 31.1 | 2.1 | 8.462 | 29.938 | 71.516 | 14.565 | 0 | 0 | 0
7 | 7 | 6 | 333 | 50 | 31.7 | 2.6 | 37.705 | 31.366 | 317.041 | 255.511 | 2111.1704 | 1731.1504 | 1685.7626
7 | 7 | 7 | 574 | 99 | 33.3 | 3.1 | 223.587 | 37.413 | 1586.614 | 1498.133 | 3796.0606 | 3147.7425 | 3084.5863
7 | 7 | 8 | 471 | 222 | 35 | 4.6 | 423.003 | 42.999 | 3311.867 | 3177.955 | 3885.5026 | 3269.3736 | 3896.5984
7 | 7 | 9 | 608 | 207 | 35.6 | 3.1 | 604.776 | 49.167 | 4716.644 | 4538.247 | 6299.8079 | 5405.7926 | 5250.6282
7 | 7 | 10 | 797 | 229 | 36.7 | 5.2 | 877.126 | 53.25 | 6778.902 | 6523.017 | 9763.6831 | 8489.7753 | 7463.8236
7 | 7 | 11 | 546 | 400 | 38.9 | 4.1 | 890.328 | 57.833 | 6772.855 | 6517.218 | 7293.2248 | 6354.5397 | 7111.037
7 | 7 | 12 | 397 | 358 | 38.9 | 3.1 | 733.658 | 56.241 | 5617.932 | 5407.452 | 5190.8139 | 4518.6296 | 5549.0447
7 | 7 | 13 | 806 | 263 | 40.6 | 4.6 | 1003.678 | 60.749 | 7546.208 | 7257.79 | 10422.6068 | 9075.8949 | 8096.6098
7 | 7 | 14 | 835 | 175 | 41.7 | 6.2 | 864.019 | 57.039 | 6580.241 | 6332.451 | 11194.4119 | 9746.9202 | 7984.8603
7 | 7 | 15 | 809 | 147 | 41.7 | 3.6 | 694.595 | 57.37 | 5245.134 | 5048.261 | 10030.4461 | 8727.7968 | 7079.095
7 | 7 | 16 | 755 | 79 | 42.2 | 6.2 | 444.684 | 50.091 | 3350.445 | 3215.401 | 7977.4462 | 6867.8751 | 5425.9964
7 | 7 | 17 | 642 | 60 | 41.1 | 8.8 | 222.117 | 44.086 | 1519.611 | 1432.689 | 5419.3315 | 4562.9732 | 3795.4178
7 | 7 | 18 | 294 | 50 | 40.6 | 7.2 | 41.889 | 40.936 | 311.978 | 250.544 | 1979.0959 | 1648.3029 | 1595.1982
7 | 7 | 19 | 45 | 10 | 40 | 5.2 | 7.734 | 39.515 | 63.131 | 6.332 | 283.7081 | 232.2953 | 247.4218
7 | 7 | 20 | 0 | 0 | 38.3 | 3.6 | 0 | 38.3 | 0 | 0 | 0 | 0 | 0
7 | 7 | 21 | 0 | 0 | 37.8 | 4.1 | 0 | 37.8 | 0 | 0 | 0 | 0 | 0
7 | 7 | 22 | 0 | 0 | 37.2 | 4.1 | 0 | 37.2 | 0 | 0 | 0 | 0 | 0
7 | 7 | 23 | 0 | 0 | 37.2 | 3.1 | 0 | 37.2 | 0 | 0 | 0 | 0 | 0
7 | 8 | 0 | 0 | 0 | 36.1 | 3.1 | 0 | 36.1 | 0 | 0 | 0 | 0 | 0
7 | 8 | 1 | 0 | 0 | 35 | 2.6 | 0 | 35 | 0 | 0 | 0 | 0 | 0
7 | 8 | 2 | 0 | 0 | 33.9 | 3.1 | 0 | 33.9 | 0 | 0 | 0 | 0 | 0
7 | 8 | 3 | 0 | 0 | 32.2 | 4.6 | 0 | 32.2 | 0 | 0 | 0 | 0 | 0
7 | 8 | 4 | 0 | 0 | 31.7 | 4.6 | 0 | 31.7 | 0 | 0 | 0 | 0 | 0
7 | 8 | 5 | 47 | 14 | 31.1 | 4.1 | 11.696 | 30.247 | 98.739 | 41.29 | 0 | 0 | 0
7 | 8 | 6 | 386 | 67 | 31.7 | 4.6 | 50.665 | 31.711 | 425.482 | 361.865 | 2449.723 | 2009.3184 | 2013.4649
7 | 8 | 7 | 572 | 98 | 33.3 | 4.1 | 222.038 | 37.064 | 1576.562 | 1488.315 | 3783.921 | 3137.9062 | 3070.2669
7 | 8 | 8 | 529 | 199 | 35 | 2.6 | 429.625 | 44.738 | 3331.463 | 3196.977 | 4363.7383 | 3671.7758 | 4046.2821
7 | 8 | 9 | 546 | 326 | 37.2 | 2.1 | 669.028 | 53.952 | 5131.395 | 4938.579 | 5657.3394 | 4854.4907 | 5646.3775
7 | 8 | 10 | 395 | 318 | 37.2 | 3.1 | 633.305 | 51.917 | 4924.112 | 4738.576 | 4839.2762 | 4207.8851 | 5064.7507
7 | 8 | 11 | 811 | 190 | 39.4 | 3.1 | 928.919 | 60.376 | 6993.646 | 6728.858 | 10833.2902 | 9438.9418 | 7862.3478
7 | 8 | 12 | 829 | 202 | 40.6 | 3.6 | 985.635 | 62.338 | 7365.454 | 7084.881 | 10842.5164 | 9438.547 | 7944.3712
7 | 8 | 13 | 842 | 188 | 41.7 | 3.6 | 960.694 | 63.018 | 7157.091 | 6885.421 | 10886.7976 | 9480.1845 | 7877.9084
7 | 8 | 14 | 835 | 176 | 42.2 | 6.2 | 865.917 | 57.53 | 6582.134 | 6334.267 | 11196.4526 | 9748.246 | 7992.9144
7 | 8 | 15 | 800 | 156 | 42.8 | 7.2 | 697.842 | 54.13 | 5338.196 | 5137.971 | 9925.3537 | 8636.793 | 7075.3675
7 | 8 | 16 | 738 | 89 | 42.8 | 7.2 | 446.113 | 50.031 | 3366.094 | 3230.59 | 7805.3774 | 6720.9088 | 5386.5706
7 | 8 | 17 | 624 | 73 | 42.8 | 6.2 | 227.821 | 46.715 | 1557.707 | 1469.9 | 5273.2199 | 4440.2461 | 3788.9796
7 | 8 | 18 | 280 | 118 | 42.2 | 5.7 | 92.579 | 43.594 | 716.614 | 647.194 | 1887.0914 | 1572.1199 | 1973.0225
7 | 8 | 19 | 43 | 12 | 39.4 | 6.2 | 10.115 | 39.042 | 82.711 | 25.556 | 271.29 | 222.169 | 252.147
7 | 8 | 20 | 0 | 0 | 38.9 | 5.2 | 0 | 38.9 | 0 | 0 | 0 | 0 | 0
7 | 8 | 21 | 0 | 0 | 38.3 | 4.1 | 0 | 38.3 | 0 | 0 | 0 | 0 | 0
7 | 8 | 22 | 0 | 0 | 36.7 | 3.1 | 0 | 36.7 | 0 | 0 | 0 | 0 | 0
7 | 8 | 23 | 0 | 0 | 36.7 | 5.2 | 0 | 36.7 | 0 | 0 | 0 | 0 | 0
7 | 9 | 0 | 0 | 0 | 35.6 | 6.2 | 0 | 35.6 | 0 | 0 | 0 | 0 | 0
7 | 9 | 1 | 0 | 0 | 33.9 | 6.2 | 0 | 33.9 | 0 | 0 | 0 | 0 | 0
7 | 9 | 2 | 0 | 0 | 33.3 | 6.2 | 0 | 33.3 | 0 | 0 | 0 | 0 | 0
7 | 9 | 3 | 0 | 0 | 32.8 | 4.6 | 0 | 32.8 | 0 | 0 | 0 | 0 | 0
7 | 9 | 4 | 0 | 0 | 32.2 | 5.2 | 0 | 32.2 | 0 | 0 | 0 | 0 | 0
7 | 9 | 5 | 11 | 5 | 31.7 | 5.2 | 4.616 | 30.834 | 38.888 | 0 | 0 | 0 | 0
7 | 9 | 6 | 268 | 83 | 32.2 | 5.2 | 63.713 | 32.467 | 533.615 | 467.876 | 1702.6813 | 1396.9807 | 1632.0638
7 | 9 | 7 | 609 | 104 | 33.9 | 5.2 | 235.895 | 37.577 | 1671.054 | 1580.585 | 4030.0618 | 3342.3152 | 3267.4905
7 | 9 | 8 | 727 | 155 | 36.7 | 5.2 | 484.369 | 45.391 | 3720.044 | 3573.9 | 5997.0264 | 5046.0717 | 4783.9961
7 | 9 | 9 | 477 | 221 | 37.8 | 4.1 | 529.297 | 48.804 | 4137.795 | 3978.543 | 4942.5721 | 4241.1805 | 4508.874
7 | 9 | 10 | 544 | 197 | 38.9 | 3.6 | 643.073 | 52.867 | 4978.437 | 4791.006 | 6665.3496 | 5795.7249 | 5366.849
7 | 9 | 11 | 861 | 178 | 40 | 3.1 | 963.675 | 61.72 | 7216.271 | 6942.087 | 11501.6243 | 10021.2072 | 8188.9333
7 | 9 | 12 | 868 | 181 | 41.1 | 3.6 | 1003.685 | 63.256 | 7472.576 | 7187.368 | 11355.9492 | 9885.5902 | 8116.3435
7 | 9 | 13 | 873 | 171 | 41.7 | 2.6 | 973.97 | 65.494 | 7183.42 | 6910.634 | 11286.6876 | 9828.4612 | 8007.5714
7 | 9 | 14 | 857 | 161 | 42.2 | 4.6 | 870.898 | 60.192 | 6550.22 | 6303.641 | 11493.5055 | 10006.4122 | 8073.6793
7 | 9 | 15 | 778 | 154 | 42.8 | 5.7 | 682.035 | 55.552 | 5188.939 | 4994.076 | 9658.7152 | 8405.2059 | 6899.9799
7 | 9 | 16 | 539 | 136 | 40.6 | 10.3 | 393.418 | 45.594 | 3040.139 | 2914.055 | 5706.1823 | 4914.2286 | 4409.5859
7 | 9 | 17 | 123 | 109 | 38.3 | 5.2 | 128.683 | 40.577 | 995.473 | 920.224 | 1040.5796 | 876.2672 | 1369.1042
7 | 9 | 18 | 1 | 47 | 37.2 | 5.2 | 41.876 | 37.396 | 344.404 | 282.351 | 6.7477 | 5.623 | 306.5785
7 | 9 | 19 | 2 | 5 | 36.7 | 3.6 | 4.508 | 35.931 | 37.282 | 0 | 12.6276 | 10.3433 | 40.0659
7 | 9 | 20 | 0 | 0 | 36.7 | 5.2 | 0 | 36.7 | 0 | 0 | 0 | 0 | 0
7 | 9 | 21 | 0 | 0 | 35 | 5.2 | 0 | 35 | 0 | 0 | 0 | 0 | 0
7 | 9 | 22 | 0 | 0 | 34.4 | 5.2 | 0 | 34.4 | 0 | 0 | 0 | 0 | 0
7 | 9 | 23 | 0 | 0 | 33.3 | 5.2 | 0 | 33.3 | 0 | 0 | 0 | 0 | 0
7 | 10 | 0 | 0 | 0 | 31.7 | 6.2 | 0 | 31.7 | 0 | 0 | 0 | 0 | 0
7 | 10 | 1 | 0 | 0 | 31.1 | 5.2 | 0 | 31.1 | 0 | 0 | 0 | 0 | 0
7 | 10 | 2 | 0 | 0 | 30 | 4.1 | 0 | 30 | 0 | 0 | 0 | 0 | 0
7 | 10 | 3 | 0 | 0 | 29.4 | 2.6 | 0 | 29.4 | 0 | 0 | 0 | 0 | 0
7 | 10 | 4 | 0 | 0 | 29.4 | 4.1 | 0 | 29.4 | 0 | 0 | 0 | 0 | 0
7 | 10 | 5 | 44 | 9 | 29.4 | 4.1 | 6.991 | 28.384 | 59.41 | 2.679 | 0 | 0 | 0
7 | 10 | 6 | 419 | 55 | 30.6 | 3.1 | 42.552 | 30.36 | 359.079 | 296.745 | 2665.0126 | 2187.1897 | 2076.2811
7 | 10 | 7 | 644 | 87 | 31.7 | 3.6 | 228.756 | 35.714 | 1607.642 | 1518.668 | 4263.3601 | 3536.1561 | 3308.8128
7 | 10 | 8 | 756 | 119 | 32.8 | 2.6 | 464.669 | 43.356 | 3584.015 | 3442.01 | 6236.5387 | 5247.6032 | 4698.4627
7 | 10 | 9 | 812 | 134 | 35 | 3.1 | 670.872 | 50.109 | 5203.406 | 5008.026 | 8414.432 | 7220.4415 | 6066.0575
7 | 10 | 10 | 862 | 149 | 36.1 | 2.1 | 852.441 | 57.843 | 6468.82 | 6225.511 | 10562.9339 | 9184.8322 | 7415.5155
7 | 10 | 11 | 869 | 168 | 37.8 | 3.1 | 962.197 | 59.955 | 7256.278 | 6980.389 | 11609.0341 | 10114.7319 | 8187.5247
7 | 10 | 12 | 885 | 168 | 38.3 | 4.1 | 996.668 | 59.483 | 7533.441 | 7245.581 | 11581.7214 | 10082.2325 | 8166.7976
7 | 10 | 13 | 884 | 158 | 40 | 2.6 | 962.972 | 63.585 | 7157.55 | 6885.861 | 11428.4397 | 9951.9261 | 8006.9442
7 | 10 | 14 | 858 | 156 | 40.6 | 4.1 | 867.991 | 59.222 | 6553.734 | 6307.014 | 11508.9323 | 10019.3789 | 8049.7821
7 | 10 | 15 | 591 | 194 | 41.1 | 5.2 | 594.726 | 52.885 | 4577.836 | 4404.135 | 7341.9228 | 6389.4212 | 5758.7599
7 | 10 | 16 | 169 | 228 | 40 | 5.2 | 288.892 | 45.648 | 2273.897 | 2168.533 | 1790.8565 | 1542.5738 | 2616.6493
7 | 10 | 17 | 0 | 56 | 33.3 | 10.3 | 49.893 | 33.523 | 416.278 | 352.839 | 0 | 0 | 367.9232
7 | 10 | 18 | 2 | 22 | 31.7 | 6.7 | 19.559 | 31.25 | 164.302 | 105.644 | 13.5117 | 11.2629 | 150.1826
7 | 10 | 19 | 1 | 6 | 32.2 | 6.7 | 5.311 | 31.492 | 44.634 | 0 | 6.3189 | 5.1769 | 42.3647
7 | 10 | 20 | 0 | 0 | 31.7 | 3.1 | 0 | 31.7 | 0 | 0 | 0 | 0 | 0
7 | 10 | 21 | 0 | 0 | 32.2 | 3.1 | 0 | 32.2 | 0 | 0 | 0 | 0 | 0
7 | 10 | 22 | 0 | 0 | 31.7 | 5.2 | 0 | 31.7 | 0 | 0 | 0 | 0 | 0
7 | 10 | 23 | 0 | 0 | 29.4 | 5.2 | 0 | 29.4 | 0 | 0 | 0 | 0 | 0
7 | 11 | 0 | 0 | 0 | 28.9 | 4.6 | 0 | 28.9 | 0 | 0 | 0 | 0 | 0
7 | 11 | 1 | 0 | 0 | 28.9 | 5.2 | 0 | 28.9 | 0 | 0 | 0 | 0 | 0
7 | 11 | 2 | 0 | 0 | 28.3 | 5.2 | 0 | 28.3 | 0 | 0 | 0 | 0 | 0
7 | 11 | 3 | 0 | 0 | 27.2 | 4.1 | 0 | 27.2 | 0 | 0 | 0 | 0 | 0
7 | 11 | 4 | 0 | 0 | 27.2 | 4.1 | 0 | 27.2 | 0 | 0 | 0 | 0 | 0
7 | 11 | 5 | 38 | 10 | 27.2 | 4.1 | 8.466 | 26.149 | 72.514 | 15.545 | 0 | 0 | 0
7 | 11 | 6 | 386 | 50 | 27.8 | 3.1 | 38.159 | 27.367 | 325.451 | 263.761 | 2457.9693 | 2017.8947 | 1910.342
7 | 11 | 7 | 591 | 78 | 29.4 | 4.1 | 208.184 | 32.756 | 1476.447 | 1390.521 | 3914.2493 | 3246.9637 | 3025.7053
7 | 11 | 8 | 706 | 106 | 31.1 | 2.6 | 430.975 | 40.794 | 3354.96 | 3219.783 | 5824.632 | 4901.0111 | 4354.4315
7 | 11 | 9 | 792 | 129 | 32.8 | 0 | 653.24 | 57.191 | 4928.931 | 4743.227 | 8208.1834 | 7043.5908 | 5905.927
7 | 11 | 10 | 809 | 160 | 35 | 3.1 | 820.536 | 53.766 | 6327.649 | 6089.958 | 9914.97 | 8621.451 | 7095.0971
7 | 11 | 11 | 840 | 177 | 35.6 | 4.1 | 945.191 | 55.568 | 7252.894 | 6977.149 | 11222.2382 | 9777.6547 | 8012.3048
7 | 11 | 12 | 860 | 191 | 36.1 | 6.7 | 1007.389 | 52.905 | 7814.067 | 7513.82 | 11257.782 | 9800.3407 | 8123.4162
7 | 11 | 13 | 863 | 174 | 36.7 | 6.2 | 969.722 | 53.739 | 7495.169 | 7208.978 | 11156.9829 | 9715.5385 | 7948.7186
7 | 11 | 14 | 852 | 165 | 37.8 | 7.2 | 872.638 | 51.849 | 6782.378 | 6526.349 | 11430.4032 | 9950.5555 | 8062.2085
7 | 11 | 15 | 815 | 146 | 38.3 | 3.6 | 701.497 | 54.14 | 5366.276 | 5165.034 | 10131.1946 | 8817.292 | 7133.9023
7 | 11 | 16 | 744 | 94 | 38.3 | 3.6 | 456.153 | 48.671 | 3463.448 | 3325.059 | 7891.53 | 6798.6315 | 5472.0446
7 | 11 | 17 | 657 | 68 | 38.3 | 5.2 | 235.779 | 42.692 | 1633.525 | 1543.942 | 5570.3741 | 4691.4703 | 3942.2243
7 | 11 | 18 | 297 | 66 | 37.8 | 3.6 | 55.044 | 38.591 | 417.435 | 353.974 | 2008.939 | 1675.0573 | 1716.5037
7 | 11 | 19 | 54 | 6 | 36.7 | 2.6 | 4.319 | 35.882 | 35.726 | 0 | 341.5087 | 279.8518 | 259.3546
7 | 11 | 20 | 0 | 0 | 36.1 | 3.1 | 0 | 36.1 | 0 | 0 | 0 | 0 | 0
7 | 11 | 21 | 0 | 0 | 35 | 2.1 | 0 | 35 | 0 | 0 | 0 | 0 | 0
7 | 11 | 22 | 0 | 0 | 34.4 | 4.6 | 0 | 34.4 | 0 | 0 | 0 | 0 | 0
7 | 11 | 23 | 0 | 0 | 33.3 | 4.1 | 0 | 33.3 | 0 | 0 | 0 | 0 | 0
7 | 12 | 0 | 0 | 0 | 32.8 | 5.2 | 0 | 32.8 | 0 | 0 | 0 | 0 | 0
7 | 12 | 1 | 0 | 0 | 31.7 | 2.1 | 0 | 31.7 | 0 | 0 | 0 | 0 | 0
7 | 12 | 2 | 0 | 0 | 30 | 2.6 | 0 | 30 | 0 | 0 | 0 | 0 | 0
7 | 12 | 3 | 0 | 0 | 29.4 | 2.1 | 0 | 29.4 | 0 | 0 | 0 | 0 | 0
7 | 12 | 4 | 0 | 0 | 29.4 | 0 | 0 | 29.4 | 0 | 0 | 0 | 0 | 0
7 | 12 | 5 | 69 | 4 | 29.4 | 0 | 3.081 | 26.674 | 26.342 | 0 | 0 | 0 | 0
7 | 12 | 6 | 504 | 28 | 30.6 | 2.1 | 22.504 | 29.773 | 190.298 | 131.157 | 3213.2185 | 2638.7712 | 2258.6862
7 | 12 | 7 | 697 | 48 | 32.2 | 0 | 210.18 | 38.957 | 1413.154 | 1328.679 | 4618.6121 | 3831.7371 | 3287.406
7 | 12 | 8 | 779 | 74 | 33.9 | 2.1 | 435.082 | 44.344 | 3328.812 | 3194.404 | 6427.8363 | 5408.5614 | 4523.6024
7 | 12 | 9 | 853 | 101 | 35.6 | 1.5 | 664.914 | 53.779 | 5081.3 | 4890.256 | 8841.8427 | 7587.5377 | 6109.5054
7 | 12 | 10 | 895 | 125 | 37.2 | 4.1 | 852.035 | 55.023 | 6537.28 | 6291.223 | 10970.9333 | 9539.713 | 7503.2808
7 | 12 | 11 | 830 | 209 | 38.9 | 2.1 | 966.624 | 63.665 | 7182.23 | 6909.495 | 11089.337 | 9661.7819 | 8145.2789
7 | 12 | 12 | 844 | 232 | 38.9 | 2.1 | 1030.692 | 65.409 | 7607.235 | 7316.144 | 11051.475 | 9620.8545 | 8271.8425
7 | 12 | 13 | 897 | 187 | 41.1 | 3.6 | 1014.177 | 63.589 | 7538.427 | 7250.349 | 11597.0933 | 10098.756 | 8303.2672
7 | 12 | 14 | 903 | 155 | 40 | 3.6 | 906.303 | 60.295 | 6814.021 | 6556.69 | 12116.6307 | 10547.4601 | 8413.3291
7 | 12 | 15 | 898 | 126 | 41.1 | 4.6 | 736.87 | 56.427 | 5584.391 | 5375.155 | 11170.1134 | 9721.9874 | 7631.9837
7 | 12 | 16 | 862 | 73 | 41.1 | 4.6 | 494.814 | 51.465 | 3707.734 | 3561.967 | 9151.7871 | 7885.7094 | 6106.0768
7 | 12 | 17 | 735 | 44 | 40 | 3.6 | 236.687 | 45.321 | 1593.692 | 1505.044 | 6238.4164 | 5254.5066 | 4203.56
7 | 12 | 18 | 365 | 51 | 39.4 | 3.1 | 45.084 | 40.09 | 325.149 | 263.464 | 2471.9215 | 2061.6785 | 1917.4985
7 | 12 | 19 | 81 | 2 | 38.3 | 2.6 | 1.971 | 37.473 | 16.208 | 0 | 512.721 | 420.2529 | 344.672
7 | 12 | 20 | 0 | 0 | 36.7 | 2.6 | 0 | 36.7 | 0 | 0 | 0 | 0 | 0
7 | 12 | 21 | 0 | 0 | 35.6 | 2.6 | 0 | 35.6 | 0 | 0 | 0 | 0 | 0
7 | 12 | 22 | 0 | 0 | 33.9 | 0 | 0 | 33.9 | 0 | 0 | 0 | 0 | 0
7 | 12 | 23 | 0 | 0 | 31.7 | 1.5 | 0 | 31.7 | 0 | 0 | 0 | 0 | 0
7 | 13 | 0 | 0 | 0 | 31.1 | 1.5 | 0 | 31.1 | 0 | 0 | 0 | 0 | 0
7 | 13 | 1 | 0 | 0 | 30.6 | 0 | 0 | 30.6 | 0 | 0 | 0 | 0 | 0
7 | 13 | 2 | 0 | 0 | 29.4 | 2.6 | 0 | 29.4 | 0 | 0 | 0 | 0 | 0
7 | 13 | 3 | 0 | 0 | 29.4 | 3.1 | 0 | 29.4 | 0 | 0 | 0 | 0 | 0
7 | 13 | 4 | 0 | 0 | 28.3 | 2.6 | 0 | 28.3 | 0 | 0 | 0 | 0 | 0
7 | 13 | 5 | 57 | 6 | 26.7 | 0 | 4.379 | 23.829 | 37.811 | 0 | 0 | 0 | 0
7 | 13 | 6 | 397 | 39 | 28.9 | 2.1 | 29.111 | 28.183 | 247.567 | 187.353 | 2534.1766 | 2081.8152 | 1889.3886
7 | 13 | 7 | 649 | 65 | 31.1 | 3.1 | 212.057 | 34.872 | 1471.255 | 1385.449 | 4302.9238 | 3570.3331 | 3192.6834
7 | 13 | 8 | 748 | 102 | 34.4 | 3.6 | 446.782 | 43.552 | 3439.2 | 3301.533 | 6173.2512 | 5194.3431 | 4547.196
7 | 13 | 9 | 843 | 119 | 37.2 | 3.1 | 677.917 | 52.418 | 5210.15 | 5014.53 | 8740.0071 | 7500.3883 | 6166.4302
7 | 13 | 10 | 852 | 160 | 38.9 | 2.1 | 856.623 | 60.691 | 6427.929 | 6186.254 | 10445.9892 | 9083.3195 | 7417.8842
7 | 13 | 11 | 868 | 207 | 41.7 | 2.1 | 1000.21 | 67.152 | 7326.912 | 7047.997 | 11597.8561 | 10104.7438 | 8441.4542
7 | 13 | 12 | 328 | 449 | 41.7 | 3.1 | 750.968 | 59.61 | 5674.805 | 5462.208 | 4296.1003 | 3740.0137 | 5612.8039
7 | 13 | 13 | 108 | 481 | 42.2 | 3.1 | 551.449 | 55.322 | 4238.494 | 4075.993 | 1396.4362 | 1216.01 | 4062.7568
7 | 13 | 14 | 126 | 474 | 41.7 | 3.1 | 552.147 | 54.418 | 4257.098 | 4093.993 | 1690.965 | 1471.9098 | 4196.6418
7 | 13 | 15 | 227 | 356 | 41.7 | 2.6 | 485.035 | 53.592 | 3739.74 | 3592.991 | 2825.4143 | 2459.2487 | 4095.0763
7 | 13 | 16 | 203 | 312 | 42.2 | 2.1 | 379.635 | 52.152 | 2918.691 | 2796.025 | 2157.2494 | 1859.127 | 3400.4902
7 | 13 | 17 | 334 | 133 | 41.1 | 3.1 | 205.679 | 45.802 | 1505.545 | 1418.948 | 2837.8929 | 2390.492 | 2654.6513
7 | 13 | 18 | 138 | 62 | 40.6 | 2.1 | 51.785 | 41.584 | 403.233 | 340.047 | 935.7372 | 780.662 | 1000.4508
7 | 13 | 19 | 15 | 6 | 39.4 | 0 | 5.141 | 38.201 | 42.171 | 0 | 95.0376 | 77.9172 | 99.8113
7 | 13 | 20 | 0 | 0 | 38.3 | 1.5 | 0 | 38.3 | 0 | 0 | 0 | 0 | 0
7 | 13 | 21 | 0 | 0 | 36.1 | 2.6 | 0 | 36.1 | 0 | 0 | 0 | 0 | 0
7 | 13 | 22 | 0 | 0 | 35.6 | 2.6 | 0 | 35.6 | 0 | 0 | 0 | 0 | 0
7 | 13 | 23 | 0 | 0 | 33.9 | 2.6 | 0 | 33.9 | 0 | 0 | 0 | 0 | 0
7 | 14 | 0 | 0 | 0 | 32.8 | 2.6 | 0 | 32.8 | 0 | 0 | 0 | 0 | 0
7 | 14 | 1 | 0 | 0 | 31.7 | 2.1 | 0 | 31.7 | 0 | 0 | 0 | 0 | 0
7 | 14 | 2 | 0 | 0 | 31.1 | 2.6 | 0 | 31.1 | 0 | 0 | 0 | 0 | 0
7 | 14 | 3 | 0 | 0 | 30 | 2.1 | 0 | 30 | 0 | 0 | 0 | 0 | 0
7 | 14 | 4 | 0 | 0 | 29.4 | 0 | 0 | 29.4 | 0 | 0 | 0 | 0 | 0
7 | 14 | 5 | 3 | 8 | 29.4 | 2.1 | 7.222 | 28.128 | 61.431 | 4.664 | 0 | 0 | 0
7 | 14 | 6 | 276 | 73 | 31.1 | 3.1 | 55.18 | 31.174 | 464.297 | 399.923 | 1764.0364 | 1449.6424 | 1608.1306
7 | 14 | 7 | 648 | 74 | 32.8 | 3.1 | 217.648 | 36.804 | 1507.386 | 1420.747 | 4298.8908 | 3567.532 | 3247.6513
7 | 14 | 8 | 787 | 81 | 35 | 3.1 | 444.842 | 44.565 | 3402.699 | 3266.114 | 6496.7082 | 5466.5053 | 4612.7009
7 | 14 | 9 | 849 | 113 | 36.7 | 2.1 | 674.319 | 53.623 | 5157.702 | 4963.951 | 8804.4187 | 7555.9556 | 6166.0745
7 | 14 | 10 | 884 | 129 | 38.9 | 2.1 | 848.103 | 60.484 | 6368.5 | 6129.189 | 10840.8455 | 9426.7499 | 7450.9212
7 | 14 | 11 | 900 | 148 | 40.6 | 4.1 | 965.725 | 60.947 | 7254.181 | 6978.381 | 12026.3543 | 10477.9675 | 8308.0982
7 | 14 | 12 | 904 | 165 | 42.2 | 2.1 | 1016.022 | 68.253 | 7411.891 | 7129.313 | 11843.8143 | 10310.8883 | 8306.1064
7 | 14 | 13 | 886 | 162 | 42.8 | 4.1 | 972.602 | 63.533 | 7231.048 | 6956.235 | 11457.5562 | 9977.092 | 8051.3843
7 | 14 | 14 | 862 | 160 | 43.3 | 4.1 | 879.421 | 62.139 | 6563.855 | 6316.727 | 11570.1475 | 10070.858 | 8114.1558
7 | 14 | 15 | 826 | 142 | 43.3 | 3.6 | 708.156 | 59.276 | 5309.577 | 5110.386 | 10287.4452 | 8954.6898 | 7202.3739
7 | 14 | 16 | 771 | 98 | 43.3 | 2.6 | 475.51 | 55.354 | 3520.795 | 3380.693 | 8200.8496 | 7068.715 | 5687.9272
7 | 14 | 17 | 680 | 54 | 42.8 | 3.6 | 230.389 | 48.027 | 1550.543 | 1462.903 | 5783.8167 | 4872.3681 | 3983.7319
7 | 14 | 18 | 287 | 75 | 42.2 | 3.1 | 62.421 | 43.388 | 467.838 | 403.394 | 1948.4541 | 1626.0035 | 1734.9359
7 | 14 | 19 | 61 | 4 | 41.1 | 3.6 | 2.854 | 40.528 | 23.207 | 0 | 386.8665 | 317.2585 | 275.9659
7 | 14 | 20 | 0 | 0 | 38.9 | 3.6 | 0 | 38.9 | 0 | 0 | 0 | 0 | 0
7 | 14 | 21 | 0 | 0 | 37.2 | 4.6 | 0 | 37.2 | 0 | 0 | 0 | 0 | 0
7 | 14 | 22 | 0 | 0 | 36.1 | 4.1 | 0 | 36.1 | 0 | 0 | 0 | 0 | 0
7 | 14 | 23 | 0 | 0 | 35 | 4.1 | 0 | 35 | 0 | 0 | 0 | 0 | 0
7 | 15 | 0 | 0 | 0 | 33.9 | 2.6 | 0 | 33.9 | 0 | 0 | 0 | 0 | 0
7 | 15 | 1 | 0 | 0 | 32.8 | 3.1 | 0 | 32.8 | 0 | 0 | 0 | 0 | 0
7 | 15 | 2 | 0 | 0 | 32.2 | 2.1 | 0 | 32.2 | 0 | 0 | 0 | 0 | 0
7 | 15 | 3 | 0 | 0 | 31.1 | 1.5 | 0 | 31.1 | 0 | 0 | 0 | 0 | 0
7 | 15 | 4 | 0 | 0 | 30.6 | 2.1 | 0 | 30.6 | 0 | 0 | 0 | 0 | 0
7 | 15 | 5 | 59 | 4 | 30 | 0 | 2.878 | 27.335 | 24.547 | 0 | 0 | 0 | 0
7 | 15 | 6 | 513 | 31 | 30 | 2.6 | 25.157 | 29.276 | 213.11 | 153.543 | 3283.0893 | 2698.908 | 2322.8737
7 | 15 | 7 | 691 | 55 | 32.2 | 3.1 | 212.417 | 35.998 | 1449.375 | 1364.072 | 4587.1583 | 3807.3863 | 3311.3901
7 | 15 | 8 | 772 | 85 | 35 | 2.1 | 441.969 | 45.632 | 3369.275 | 3233.677 | 6374.7515 | 5363.8849 | 4562.2639
7 | 15 | 9 | 701 | 247 | 36.7 | 2.6 | 704.638 | 53.327 | 5409.221 | 5206.417 | 7271.7317 | 6240.8846 | 6113.9821
7 | 15 | 10 | 839 | 156 | 38.9 | 1.5 | 843.671 | 62.332 | 6289.418 | 6053.236 | 10291.6476 | 8949.2799 | 7297.3706
7 | 15 | 11 | 871 | 164 | 40 | 2.1 | 964.528 | 64.661 | 7137.699 | 6866.851 | 11639.8105 | 10141.0738 | 8179.8209
7 | 15 | 12 | 877 | 182 | 42.2 | 3.6 | 1019.264 | 64.65 | 7546.201 | 7257.784 | 11493.3243 | 10005.9012 | 8206.4921
7 | 15 | 13 | 838 | 185 | 43.3 | 2.6 | 961.588 | 66.818 | 7054.465 | 6787.127 | 10838.8634 | 9438.2256 | 7828.7192
7 | 15 | 14 | 826 | 179 | 42.8 | 4.6 | 868.634 | 60.726 | 6520.841 | 6275.445 | 11088.5995 | 9651.299 | 7947.9524
7 | 15 | 15 | 807 | 154 | 43.9 | 3.1 | 707.486 | 60.609 | 5277.86 | 5079.811 | 10056.9842 | 8754.5379 | 7142.4744
7 | 15 | 16 | 742 | 118 | 42.8 | 4.1 | 479.81 | 53.259 | 3588.62 | 3446.476 | 7899.5464 | 6810.133 | 5635.7564
7 | 15 | 17 | 623 | 68 | 42.8 | 4.6 | 229.002 | 47.554 | 1565.504 | 1477.515 | 5304.4743 | 4468.9208 | 3774.8776
7 | 15 | 18 | 233 | 88 | 41.7 | 5.2 | 72.688 | 42.789 | 557.542 | 491.328 | 1583.7885 | 1322.0554 | 1584.0756
7 | 15 | 19 | 46 | 6 | 40.6 | 4.6 | 4.641 | 40.099 | 37.807 | 0 | 292.0355 | 239.556 | 227.3454
7 | 15 | 20 | 0 | 0 | 38.9 | 4.1 | 0 | 38.9 | 0 | 0 | 0 | 0 | 0
7 | 15 | 21 | 0 | 0 | 37.8 | 4.6 | 0 | 37.8 | 0 | 0 | 0 | 0 | 0
7 | 15 | 22 | 0 | 0 | 36.7 | 4.1 | 0 | 36.7 | 0 | 0 | 0 | 0 | 0
7 | 15 | 23 | 0 | 0 | 35.6 | 4.1 | 0 | 35.6 | 0 | 0 | 0 | 0 | 0
7 | 16 | 0 | 0 | 0 | 34.4 | 4.1 | 0 | 34.4 | 0 | 0 | 0 | 0 | 0
7 | 16 | 1 | 0 | 0 | 33.3 | 3.6 | 0 | 33.3 | 0 | 0 | 0 | 0 | 0
7 | 16 | 2 | 0 | 0 | 32.8 | 4.1 | 0 | 32.8 | 0 | 0 | 0 | 0 | 0
7 | 16 | 3 | 0 | 0 | 31.1 | 2.1 | 0 | 31.1 | 0 | 0 | 0 | 0 | 0
7 | 16 | 4 | 0 | 0 | 30.6 | 2.6 | 0 | 30.6 | 0 | 0 | 0 | 0 | 0
7 | 16 | 5 | 49 | 5 | 30 | 3.1 | 3.621 | 28.82 | 30.726 | 0 | 0 | 0 | 0
7 | 16 | 6 | 439 | 41 | 30 | 2.6 | 31.044 | 29.424 | 262.842 | 202.341 | 2813.2664 | 2313.5136 | 2082.6452
7 | 16 | 7 | 678 | 63 | 32.8 | 0 | 216.815 | 39.906 | 1470.234 | 1384.452 | 4504.028 | 3739.0502 | 3308.8819
7 | 16 | 8 | 778 | 87 | 35.6 | 1 | 446.893 | 48.512 | 3370.445 | 3234.812 | 6426.4879 | 5407.4158 | 4607.8327
7 | 16 | 9 | 825 | 120 | 36.7 | 2.1 | 668.415 | 53.487 | 5116.75 | 4924.452 | 8560.8787 | 7347.6601 | 6062.5935
7 | 16 | 10 | 862 | 148 | 38.9 | 3.1 | 855.465 | 58.393 | 6478.372 | 6234.68 | 10576.7699 | 9197.3173 | 7417.2741
7 | 16 | 11 | 895 | 159 | 40.6 | 3.1 | 972.979 | 62.928 | 7250.956 | 6975.293 | 11961.609 | 10421.3061 | 8342.3403
7 | 16 | 12 | 897 | 180 | 42.2 | 6.7 | 1037.493 | 59.625 | 7838.078 | 7536.759 | 11758.7788 | 10237.1531 | 8354.5711
7 | 16 | 13 | 886 | 175 | 43.3 | 6.7 | 997.469 | 60.172 | 7517.108 | 7229.96 | 11462.4005 | 9981.0335 | 8141.1891
7 | 16 | 14 | 868 | 168 | 44.4 | 5.7 | 894.271 | 61.077 | 6703.726 | 6450.919 | 11654.0993 | 10143.0805 | 8218.8539
7 | 16 | 15 | 838 | 146 | 44.4 | 5.7 | 722.147 | 57.926 | 5444.491 | 5240.4 | 10449.6058 | 9096.7752 | 7327.8057
7 | 16 | 16 | 769 | 108 | 44.4 | 6.7 | 485.632 | 52.68 | 3637.7 | 3494.07 | 8194.2869 | 7065.3737 | 5749.9868
7 | 16 | 17 | 508 | 167 | 44.4 | 6.2 | 281.686 | 49.334 | 2015.272 | 1916.45 | 4329.7061 | 3647.9911 | 3813.9955
7 | 16 | 18 | 144 | 114 | 43.3 | 5.7 | 88.635 | 44.735 | 691.677 | 622.765 | 980.0206 | 818.2907 | 1363.3899
7 | 16 | 19 | 10 | 13 | 41.1 | 4.1 | 11.763 | 40.784 | 95.573 | 38.182 | 63.554 | 52.1482 | 124.1349
7 | 16 | 20 | 0 | 0 | 39.4 | 2.6 | 0 | 39.4 | 0 | 0 | 0 | 0 | 0
7 | 16 | 21 | 0 | 0 | 38.3 | 3.6 | 0 | 38.3 | 0 | 0 | 0 | 0 | 0
7 | 16 | 22 | 0 | 0 | 38.3 | 3.6 | 0 | 38.3 | 0 | 0 | 0 | 0 | 0
7 | 16 | 23 | 0 | 0 | 37.2 | 1.5 | 0 | 37.2 | 0 | 0 | 0 | 0 | 0
7 | 17 | 0 | 0 | 0 | 36.7 | 4.1 | 0 | 36.7 | 0 | 0 | 0 | 0 | 0
7 | 17 | 1 | 0 | 0 | 35 | 4.6 | 0 | 35 | 0 | 0 | 0 | 0 | 0
7 | 17 | 2 | 0 | 0 | 34.4 | 3.1 | 0 | 34.4 | 0 | 0 | 0 | 0 | 0
7 | 17 | 3 | 0 | 0 | 33.9 | 4.1 | 0 | 33.9 | 0 | 0 | 0 | 0 | 0
7 | 17 | 4 | 0 | 0 | 33.9 | 3.1 | 0 | 33.9 | 0 | 0 | 0 | 0 | 0
7 | 17 | 5 | 2 | 8 | 32.8 | 2.6 | 7.091 | 31.765 | 59.542 | 2.808 | 0 | 0 | 0
7 | 17 | 6 | 3 | 62 | 33.3 | 5.2 | 52.838 | 33.395 | 441.054 | 377.134 | 19.2514 | 15.8374 | 408.7929
7 | 17 | 7 | 40 | 123 | 31.7 | 3.1 | 117.088 | 33.346 | 959.592 | 885.108 | 265.9243 | 220.8007 | 961.1258
7 | 17 | 8 | 198 | 266 | 34.4 | 2.1 | 331.269 | 41.99 | 2638.709 | 2523.729 | 1636.1682 | 1376.7151 | 2772.006
7 | 17 | 9 | 790 | 208 | 36.1 | 5.7 | 729.427 | 48.837 | 5692.882 | 5479.61 | 8200.7473 | 7038.974 | 6425.9065
7 | 17 | 10 | 850 | 183 | 37.8 | 6.2 | 879.645 | 53.003 | 6804.72 | 6547.772 | 10432.73 | 9072.179 | 7563.4184
7 | 17 | 11 | 517 | 334 | 37.8 | 3.6 | 809.969 | 55.901 | 6208.92 | 5975.9 | 6910.3213 | 6020.393 | 6437.3608
7 | 17 | 12 | 227 | 466 | 38.3 | 4.6 | 665.668 | 52.093 | 5181.115 | 4986.531 | 2976.6011 | 2591.4595 | 4923.8226
7 | 17 | 13 | 308 | 493 | 40 | 3.6 | 765.717 | 56.769 | 5851.188 | 5631.955 | 3985.7994 | 3470.6229 | 5717.9413
7 | 17 | 14 | 178 | 461 | 40.6 | 4.1 | 585.103 | 53.255 | 4530.955 | 4358.824 | 2390.2235 | 2080.2351 | 4535.6133
7 | 17 | 15 | 485 | 289 | 41.7 | 5.2 | 612.755 | 53.42 | 4716.097 | 4537.718 | 6051.368 | 5268.2065 | 5608.9779
7 | 17 | 16 | 719 | 92 | 42.2 | 4.1 | 446.545 | 51.812 | 3354.573 | 3219.407 | 7668.1795 | 6612.7988 | 5320.2899
7 | 17 | 17 | 492 | 77 | 42.8 | 4.1 | 201.373 | 47.137 | 1401.709 | 1317.494 | 4197.5029 | 3536.8903 | 3139.3755
7 | 17 | 18 | 43 | 34 | 41.1 | 2.1 | 30.478 | 41.553 | 241.413 | 181.315 | 293.0017 | 244.7153 | 407.0743
7 | 17 | 19 | 34 | 10 | 40.6 | 1.5 | 8.472 | 39.908 | 69.061 | 12.154 | 216.3247 | 177.5543 | 203.8818
7 | 17 | 20 | 0 | 0 | 40 | 0 | 0 | 40 | 0 | 0 | 0 | 0 | 0
7 | 17 | 21 | 0 | 0 | 38.9 | 4.1 | 0 | 38.9 | 0 | 0 | 0 | 0 | 0
7 | 17 | 22 | 0 | 0 | 36.7 | 4.1 | 0 | 36.7 | 0 | 0 | 0 | 0 | 0
7 | 17 | 23 | 0 | 0 | 35.6 | 4.1 | 0 | 35.6 | 0 | 0 | 0 | 0 | 0
7 | 18 | 0 | 0 | 0 | 34.4 | 6.2 | 0 | 34.4 | 0 | 0 | 0 | 0 | 0
7 | 18 | 1 | 0 | 0 | 33.3 | 4.1 | 0 | 33.3 | 0 | 0 | 0 | 0 | 0
7 | 18 | 2 | 0 | 0 | 30.6 | 5.7 | 0 | 30.6 | 0 | 0 | 0 | 0 | 0
7 | 18 | 3 | 0 | 0 | 30.6 | 5.2 | 0 | 30.6 | 0 | 0 | 0 | 0 | 0
7 | 18 | 4 | 0 | 0 | 30 | 4.1 | 0 | 30 | 0 | 0 | 0 | 0 | 0
7 | 18 | 5 | 2 | 5 | 30 | 4.1 | 4.508 | 28.957 | 38.23 | 0 | 0 | 0 | 0
7 | 18 | 6 | 3 | 44 | 30.6 | 3.1 | 38.982 | 30.271 | 329.059 | 267.3 | 19.2783 | 15.8655 | 293.7956
7 | 18 | 7 | 7 | 124 | 30.6 | 3.1 | 110.415 | 32.024 | 923.069 | 849.359 | 46.574 | 38.6788 | 826.1794
7 | 18 | 8 | 25 | 227 | 31.7 | 0 | 213.035 | 39.299 | 1735.216 | 1643.22 | 206.6768 | 173.9034 | 1618.2879
7 | 18 | 9 | 28 | 336 | 32.8 | 5.7 | 320.815 | 37.999 | 2631.389 | 2516.608 | 290.7792 | 249.6015 | 2412.1916
7 | 18 | 10 | 175 | 501 | 33.3 | 4.1 | 616.274 | 45.756 | 4910.992 | 4725.912 | 2148.6236 | 1868.4442 | 4651.1865
7 | 18 | 11 | 167 | 611 | 35.6 | 3.6 | 738.237 | 51.729 | 5753.794 | 5538.239 | 2232.3761 | 1944.8566 | 5441.0459
7 | 18 | 12 | 11 | 504 | 35.6 | 5.2 | 474.748 | 44.835 | 3799.346 | 3650.76 | 144.2827 | 125.6161 | 3455.0262
7 | 18 | 13 | 170 | 640 | 37.2 | 6.2 | 771.046 | 50.247 | 6044.061 | 5817.448 | 2200.6815 | 1916.1965 | 5614.1931
7 | 18 | 14 | 406 | 432 | 37.8 | 5.2 | 755.35 | 52.356 | 5866.526 | 5646.71 | 5452.5681 | 4745.2436 | 6206.5924
7 | 18 | 15 | 763 | 199 | 37.8 | 6.7 | 723.856 | 49.826 | 5637.641 | 5426.429 | 9525.4605 | 8293.0893 | 7120.0596
7 | 18 | 16 | 706 | 119 | 37.2 | 7.7 | 465.405 | 44.302 | 3605.93 | 3463.262 | 7535.9463 | 6499.7741 | 5418.5656
7 | 18 | 17 | 577 | 58 | 36.7 | 6.2 | 208.83 | 40.134 | 1465.267 | 1379.599 | 4927.4568 | 4152.2993 | 3472.2786
7 | 18 | 18 | 152 | 88 | 36.1 | 5.2 | 72.726 | 36.968 | 579.101 | 512.458 | 1036.9806 | 866.3204 | 1232.5113
7 | 18 | 19 | 10 | 15 | 35 | 4.1 | 13.479 | 34.448 | 112.088 | 54.394 | 63.6985 | 52.2984 | 137.0246
7 | 18 | 20 | 0 | 0 | 33.9 | 4.6 | 0 | 33.9 | 0 | 0 | 0 | 0 | 0
7 | 18 | 21 | 0 | 0 | 33.3 | 4.1 | 0 | 33.3 | 0 | 0 | 0 | 0 | 0
7 | 18 | 22 | 0 | 0 | 31.7 | 6.2 | 0 | 31.7 | 0 | 0 | 0 | 0 | 0
7 | 18 | 23 | 0 | 0 | 30.6 | 6.2 | 0 | 30.6 | 0 | 0 | 0 | 0 | 0
7 | 19 | 0 | 0 | 0 | 29.4 | 4.6 | 0 | 29.4 | 0 | 0 | 0 | 0 | 0
7 | 19 | 1 | 0 | 0 | 28.9 | 4.6 | 0 | 28.9 | 0 | 0 | 0 | 0 | 0
7 | 19 | 2 | 0 | 0 | 27.8 | 4.6 | 0 | 27.8 | 0 | 0 | 0 | 0 | 0
7 | 19 | 3 | 0 | 0 | 27.8 | 4.1 | 0 | 27.8 | 0 | 0 | 0 | 0 | 0
7 | 19 | 4 | 0 | 0 | 27.2 | 4.1 | 0 | 27.2 | 0 | 0 | 0 | 0 | 0
7 | 19 | 5 | 34 | 17 | 27.8 | 2.1 | 14.441 | 26.682 | 123.462 | 65.559 | 0 | 0 | 0
7 | 19 | 6 | 192 | 102 | 28.3 | 3.1 | 75.217 | 28.771 | 638.326 | 570.495 | 1235.5721 | 1017.2257 | 1451.6858
7 | 19 | 7 | 406 | 156 | 31.1 | 1.5 | 230.776 | 36.397 | 1725.261 | 1633.504 | 2703.5771 | 2245.7417 | 2744.5463
7 | 19 | 8 | 622 | 157 | 32.8 | 2.1 | 439.809 | 43.41 | 3411.481 | 3274.636 | 5144.5895 | 4328.8022 | 4261.3653
7 | 19 | 9 | 684 | 207 | 33.9 | 2.6 | 659.752 | 49.515 | 5138.318 | 4945.256 | 7106.5189 | 6100.5863 | 5746.0982
7 | 19 | 10 | 573 | 289 | 34.4 | 3.6 | 757.087 | 51.016 | 5905.518 | 5684.218 | 7037.6842 | 6120.0695 | 6207.5131
7 | 19 | 11 | 597 | 334 | 36.1 | 4.1 | 884.902 | 54.751 | 6813.858 | 6556.534 | 7981.2381 | 6953.183 | 7089.2621
7 | 19 | 12 | 789 | 194 | 36.7 | 2.6 | 951.695 | 59.882 | 7182.849 | 6910.086 | 10352.0773 | 9012.9349 | 7592.4764
7 | 19 | 13 | 625 | 303 | 38.9 | 4.1 | 887.075 | 57.897 | 6747.022 | 6492.444 | 8093.7981 | 7047.3357 | 6947.3548
7 | 19 | 14 | 105 | 611 | 38.3 | 1.5 | 661.878 | 57.748 | 5037.854 | 4848.34 | 1410.3206 | 1227.325 | 4941.1604
7 | 19 | 15 | 522 | 355 | 40 | 3.6 | 698.493 | 55.373 | 5337.458 | 5137.259 | 6520.4061 | 5677.0867 | 6335.0109
7 | 19 | 16 | 732 | 88 | 40 | 2.6 | 450.505 | 51.429 | 3389.139 | 3252.955 | 7819.9549 | 6745.7515 | 5386.4612
7 | 19 | 17 | 633 | 23 | 39.4 | 3.6 | 192.38 | 43.664 | 1291.706 | 1209.975 | 5410.7923 | 4559.9681 | 3545.2318
7 | 19 | 18 | 194 | 90 | 38.3 | 3.1 | 73.655 | 39.498 | 575.471 | 508.9 | 1325.1034 | 1107.3188 | 1430.3229
7 | 19 | 19 | 37 | 7 | 37.8 | 3.1 | 5.412 | 37.138 | 44.57 | 0 | 235.9668 | 193.7982 | 197.4456
7 | 19 | 20 | 0 | 0 | 34.4 | 5.2 | 0 | 34.4 | 0 | 0 | 0 | 0 | 0
7 | 19 | 21 | 0 | 0 | 31.1 | 2.1 | 0 | 31.1 | 0 | 0 | 0 | 0 | 0
7 | 19 | 22 | 0 | 0 | 32.2 | 2.1 | 0 | 32.2 | 0 | 0 | 0 | 0 | 0
7 | 19 | 23 | 0 | 0 | 33.9 | 3.6 | 0 | 33.9 | 0 | 0 | 0 | 0 | 0
7 | 20 | 0 | 0 | 0 | 32.8 | 3.1 | 0 | 32.8 | 0 | 0 | 0 | 0 | 0
7 | 20 | 1 | 0 | 0 | 29.4 | 5.2 | 0 | 29.4 | 0 | 0 | 0 | 0 | 0
7 | 20 | 2 | 0 | 0 | 28.3 | 5.2 | 0 | 28.3 | 0 | 0 | 0 | 0 | 0
7 | 20 | 3 | 0 | 0 | 27.8 | 6.2 | 0 | 27.8 | 0 | 0 | 0 | 0 | 0
7 | 20 | 4 | 0 | 0 | 27.2 | 4.1 | 0 | 27.2 | 0 | 0 | 0 | 0 | 0
7 | 20 | 5 | 0 | 6 | 27.8 | 3.1 | 5.503 | 26.589 | 47.064 | 0 | 0 | 0 | 0
7 | 20 | 6 | 5 | 57 | 28.9 | 2.6 | 48.96 | 28.734 | 415.555 | 352.131 | 32.2231 | 26.539 | 385.4211
7 | 20 | 7 | 48 | 168 | 30.6 | 3.1 | 155.785 | 33.103 | 1280.191 | 1198.717 | 319.9196 | 265.802 | 1285.0767
7 | 20 | 8 | 5 | 206 | 31.7 | 2.1 | 185.431 | 35.629 | 1534.331 | 1447.068 | 41.377 | 34.8158 | 1376.8585
7 | 20 | 9 | 356 | 385 | 33.3 | 3.1 | 598.303 | 46.202 | 4737.994 | 4558.869 | 3700.5177 | 3176.9516 | 4834.7245
7 | 20 | 10 | 365 | 393 | 35.6 | 2.6 | 678.395 | 52.006 | 5274.849 | 5076.908 | 4484.6652 | 3899.9951 | 5350.0772
7 | 20 | 11 | 420 | 419 | 37.8 | 3.1 | 802.788 | 56.199 | 6147.419 | 5916.801 | 5615.5444 | 4892.1303 | 6217.386
7 | 20 | 12 | 663 | 311 | 39.4 | 0 | 950.708 | 73.77 | 6778.532 | 6522.662 | 8701.5311 | 7576.0459 | 7370.2597
7 | 20 | 13 | 738 | 272 | 39.4 | 3.1 | 964.236 | 61.759 | 7221.631 | 6947.219 | 9561.2146 | 8324.8119 | 7632.8292
7 | 20 | 14 | 684 | 260 | 41.7 | 4.6 | 836.224 | 59.019 | 6323.189 | 6085.674 | 9188.2959 | 7995.7995 | 7332.1927
7 | 20 | 15 | 727 | 200 | 41.7 | 5.7 | 702.081 | 54.736 | 5366.504 | 5165.253 | 9086.0212 | 7911.2385 | 6859.7003
7 | 20 | 16 | 440 | 211 | 42.2 | 2.1 | 416.982 | 53.63 | 3151.386 | 3022.128 | 4704.3051 | 4058.6839 | 4292.0622
7 | 20 | 17 | 32 | 93 | 26.1 | 5.7 | 91.45 | 27.287 | 766.524 | 696.08 | 273.7823 | 230.7497 | 783.2295
7 | 20 | 18 | 3 | 35 | 27.8 | 3.1 | 31.187 | 27.407 | 265.523 | 204.971 | 20.5156 | 17.1483 | 238.5611
7 | 20 | 19 | 0 | 8 | 27.8 | 3.1 | 7.087 | 26.689 | 60.588 | 3.836 | 0 | 0 | 51.1063
7 | 20 | 20 | 0 | 0 | 28.3 | 2.6 | 0 | 28.3 | 0 | 0 | 0 | 0 | 0
7 | 20 | 21 | 0 | 0 | 28.9 | 1.5 | 0 | 28.9 | 0 | 0 | 0 | 0 | 0
7 | 20 | 22 | 0 | 0 | 28.9 | 1.5 | 0 | 28.9 | 0 | 0 | 0 | 0 | 0
7 | 20 | 23 | 0 | 0 | 28.9 | 3.1 | 0 | 28.9 | 0 | 0 | 0 | 0 | 0
7 | 21 | 0 | 0 | 0 | 28.9 | 0 | 0 | 28.9 | 0 | 0 | 0 | 0 | 0
7 | 21 | 1 | 0 | 0 | 28.9 | 2.6 | 0 | 28.9 | 0 | 0 | 0 | 0 | 0
7 | 21 | 2 | 0 | 0 | 28.9 | 2.1 | 0 | 28.9 | 0 | 0 | 0 | 0 | 0
7 | 21 | 3 | 0 | 0 | 28.9 | 3.1 | 0 | 28.9 | 0 | 0 | 0 | 0 | 0
7 | 21 | 4 | 0 | 0 | 28.9 | 2.6 | 0 | 28.9 | 0 | 0 | 0 | 0 | 0
7 | 21 | 5 | 5 | 11 | 28.3 | 3.1 | 10.089 | 27.218 | 86.092 | 28.874 | 0 | 0 | 0
7 | 21 | 6 | 32 | 69 | 28.3 | 3.1 | 56.214 | 28.313 | 477.838 | 413.199 | 206.5321 | 170.1676 | 575.0099
7 | 21 | 7 | 398 | 143 | 30.6 | 2.1 | 218.314 | 35.047 | 1633.967 | 1544.374 | 2655.1472 | 2206.5143 | 2629.5938
7 | 21 | 8 | 540 | 198 | 32.8 | 2.6 | 436.736 | 42.671 | 3413.29 | 3276.391 | 4471.2564 | 3762.2624 | 4107.1999
7 | 21 | 9 | 728 | 139 | 35 | 2.6 | 625.571 | 49.815 | 4861.272 | 4677.914 | 7571.3133 | 6500.6303 | 5579.6276
7 | 21 | 10 | 680 | 189 | 36.7 | 3.6 | 753.682 | 53.161 | 5828.271 | 5609.905 | 8358.2774 | 7268.7371 | 6342.5673
7 | 21 | 11 | 815 | 178 | 37.8 | 0 | 933.176 | 71.589 | 6711.934 | 6458.792 | 10898.0344 | 9493.9447 | 7822.3978
7 | 21 | 12 | 723 | 227 | 39.4 | 3.1 | 930.123 | 61.005 | 6988.894 | 6724.305 | 9491.9446 | 8264.3905 | 7289.7793
7 | 21 | 13 | 731 | 232 | 40.6 | 2.6 | 921.132 | 63.108 | 6861.378 | 6602.092 | 9474.9817 | 8249.5013 | 7313.1565
7 | 21 | 14 | 608 | 242 | 40.6 | 2.6 | 757.174 | 59.468 | 5715.568 | 5501.447 | 8168.2585 | 7107.9197 | 6590.8071
7 | 21 | 15 | 723 | 169 | 41.7 | 1.5 | 671.06 | 60.926 | 5003.985 | 4815.661 | 9040.7561 | 7872.172 | 6625.2038
7 | 21 | 16 | 679 | 149 | 41.7 | 4.6 | 482.359 | 51.722 | 3643.635 | 3499.823 | 7265.2574 | 6269.0577 | 5451.4978
7 | 21 | 17 | 341 | 139 | 42.2 | 4.1 | 214.419 | 46.851 | 1567.755 | 1479.714 | 2920.0848 | 2461.3062 | 2745.5458
7 | 21 | 18 | 376 | 67 | 41.1 | 3.1 | 59.34 | 42.135 | 429.08 | 365.393 | 2574.3098 | 2152.3223 | 2083.7581
7 | 21 | 19 | 20 | 21 | 39.4 | 4.1 | 18.027 | 39.089 | 147.384 | 89.04 | 127.8707 | 105.0903 | 216.937
7 | 21 | 20 | 0 | 0 | 37.8 | 6.2 | 0 | 37.8 | 0 | 0 | 0 | 0 | 0
7 | 21 | 21 | 0 | 0 | 36.7 | 3.6 | 0 | 36.7 | 0 | 0 | 0 | 0 | 0
7 | 21 | 22 | 0 | 0 | 35 | 2.1 | 0 | 35 | 0 | 0 | 0 | 0 | 0
7 | 21 | 23 | 0 | 0 | 34.4 | 2.1 | 0 | 34.4 | 0 | 0 | 0 | 0 | 0
7 | 22 | 0 | 0 | 0 | 33.3 | 4.6 | 0 | 33.3 | 0 | 0 | 0 | 0 | 0
7 | 22 | 1 | 0 | 0 | 32.2 | 3.1 | 0 | 32.2 | 0 | 0 | 0 | 0 | 0
7 | 22 | 2 | 0 | 0 | 31.7 | 4.1 | 0 | 31.7 | 0 | 0 | 0 | 0 | 0
7 | 22 | 3 | 0 | 0 | 30.6 | 4.1 | 0 | 30.6 | 0 | 0 | 0 | 0 | 0
7 | 22 | 4 | 0 | 0 | 30 | 3.1 | 0 | 30 | 0 | 0 | 0 | 0 | 0
7 | 22 | 5 | 16 | 6 | 30 | 4.6 | 5.503 | 29.05 | 46.656 | 0 | 0 | 0 | 0
7 | 22 | 6 | 428 | 49 | 31.1 | 4.1 | 38.333 | 30.813 | 322.961 | 261.318 | 2766.5043 | 2280.3123 | 2102.8923
7 | 22 | 7 | 663 | 67 | 32.2 | 3.6 | 217.634 | 35.972 | 1505.148 | 1418.561 | 4427.3457 | 3680.1585 | 3283.2631
7 | 22 | 8 | 778 | 89 | 35 | 2.1 | 451.029 | 45.871 | 3438.751 | 3301.097 | 6445.8666 | 5423.7901 | 4632.7042
7 | 22 | 9 | 830 | 121 | 36.7 | 3.1 | 676.645 | 51.9 | 5213.432 | 5017.694 | 8636.9512 | 7416.2351 | 6115.0536
7 | 22 | 10 | 873 | 137 | 38.9 | 2.1 | 853.358 | 60.612 | 6406.199 | 6165.39 | 10734.9755 | 9335.8116 | 7440.0601
7 | 22 | 11 | 897 | 151 | 40.6 | 4.1 | 974.288 | 61.123 | 7314.148 | 7035.781 | 11995.8801 | 10450.1527 | 8310.3052
7 | 22 | 12 | 906 | 161 | 41.7 | 4.1 | 1024.182 | 63.383 | 7622.085 | 7330.341 | 11898.2572 | 10359.7262 | 8312.3715
7 | 22 | 13 | 889 | 157 | 42.2 | 3.1 | 980.625 | 64.986 | 7248.646 | 6973.082 | 11528.8657 | 10037.4465 | 8061.4002
7 | 22 | 14 | 863 | 149 | 42.8 | 3.1 | 878.997 | 63.363 | 6529.771 | 6284.017 | 11595.2555 | 10089.7512 | 8056.2363
7 | 22 | 15 | 825 | 138 | 42.8 | 4.6 | 711.678 | 57.602 | 5374.429 | 5172.89 | 10321.407 | 8987.6674 | 7196.8297
7 | 22 | 16 | 629 | 185 | 42.2 | 0 | 491.112 | 62.864 | 3560.781 | 3419.477 | 6735.3213 | 5812.5784 | 5365.6131
7 | 22 | 17 | 276 | 186 | 42.2 | 3.1 | 236.934 | 47.875 | 1765.601 | 1672.878 | 2365.4964 | 1994.0052 | 2706.7811
7 | 22 | 18 | 6 | 82 | 41.1 | 3.1 | 68.517 | 42.394 | 552.562 | 486.447 | 41.1269 | 34.3939 | 554.5786
7 | 22 | 19 | 18 | 5 | 40.6 | 2.6 | 4.304 | 40.003 | 35.069 | 0 | 115.2351 | 94.7392 | 106.5302
7 | 22 | 20 | 0 | 0 | 39.4 | 0 | 0 | 39.4 | 0 | 0 | 0 | 0 | 0
7 | 22 | 21 | 0 | 0 | 38.3 | 2.1 | 0 | 38.3 | 0 | 0 | 0 | 0 | 0
7 | 22 | 22 | 0 | 0 | 37.2 | 4.1 | 0 | 37.2 | 0 | 0 | 0 | 0 | 0
7 | 22 | 23 | 0 | 0 | 36.7 | 4.6 | 0 | 36.7 | 0 | 0 | 0 | 0 | 0
7 | 23 | 0 | 0 | 0 | 35 | 2.6 | 0 | 35 | 0 | 0 | 0 | 0 | 0
7 | 23 | 1 | 0 | 0 | 34.4 | 4.1 | 0 | 34.4 | 0 | 0 | 0 | 0 | 0
7 | 23 | 2 | 0 | 0 | 33.9 | 3.1 | 0 | 33.9 | 0 | 0 | 0 | 0 | 0
7 | 23 | 3 | 0 | 0 | 32.8 | 2.1 | 0 | 32.8 | 0 | 0 | 0 | 0 | 0
7 | 23 | 4 | 0 | 0 | 32.2 | 1.5 | 0 | 32.2 | 0 | 0 | 0 | 0 | 0
7 | 23 | 5 | 21 | 5 | 31.7 | 0 | 4.586 | 29.253 | 38.852 | 0 | 0 | 0 | 0
7 | 23 | 6 | 369 | 50 | 32.2 | 4.1 | 39.155 | 31.964 | 328.525 | 266.776 | 2388.761 | 1969.7515 | 1864.8448
7 | 23 | 7 | 611 | 82 | 33.3 | 3.1 | 217.177 | 37.269 | 1517.372 | 1430.502 | 4084.2599 | 3395.8257 | 3158.2009
7 | 23 | 8 | 723 | 117 | 35 | 3.1 | 451.396 | 44.711 | 3468.198 | 3329.668 | 5994.1013 | 5043.6899 | 4532.4843
7 | 23 | 9 | 789 | 148 | 36.7 | 2.6 | 676.065 | 52.699 | 5195.96 | 5000.847 | 8215.1704 | 7054.7394 | 6035.0062
7 | 23 | 10 | 826 | 168 | 39.4 | 3.6 | 851.801 | 57.963 | 6463.359 | 6220.269 | 10161.4002 | 8837.1888 | 7298.4172
7 | 23 | 11 | 846 | 177 | 40 | 2.6 | 963.095 | 63.271 | 7168.252 | 6896.109 | 11315.1425 | 9856.9419 | 8069.7831
7 | 23 | 12 | 853 | 185 | 40.6 | 2.6 | 1009.351 | 65.107 | 7459.566 | 7174.922 | 11205.8896 | 9757.1091 | 8051.5954
7 | 23 | 13 | 864 | 173 | 41.7 | 3.1 | 984.213 | 64.543 | 7288.525 | 7011.257 | 11210.9237 | 9760.3423 | 7974.9034
7 | 23 | 14 | 846 | 161 | 42.8 | 3.6 | 877.549 | 62.419 | 6544.313 | 6297.972 | 11367.8947 | 9891.6398 | 7997.9695
7 | 23 | 15 | 808 | 146 | 43.9 | 5.2 | 708.564 | 57.864 | 5346.428 | 5145.905 | 10113.5971 | 8807.0636 | 7123.9736
7 | 23 | 16 | 708 | 123 | 43.3 | 4.6 | 473.806 | 53.241 | 3551.86 | 3410.825 | 7586.73 | 6548.2004 | 5475.4896
7 | 23 | 17 | 583 | 22 | 42.8 | 5.2 | 179.277 | 46.301 | 1195.685 | 1116.087 | 5000.8009 | 4215.7673 | 3281.0063
7 | 23 | 18 | 87 | 96 | 42.2 | 4.6 | 76.345 | 43.389 | 602.481 | 535.37 | 597.0193 | 499.4002 | 1001.4676
7 | 23 | 19 | 0 | 3 | 40 | 5.2 | 2.651 | 39.471 | 21.647 | 0 | 0 | 0 | 19.175
7 | 23 | 20 | 0 | 0 | 38.9 | 4.6 | 0 | 38.9 | 0 | 0 | 0 | 0 | 0
7 | 23 | 21 | 0 | 0 | 37.8 | 4.6 | 0 | 37.8 | 0 | 0 | 0 | 0 | 0
7 | 23 | 22 | 0 | 0 | 36.1 | 3.6 | 0 | 36.1 | 0 | 0 | 0 | 0 | 0
7 | 23 | 23 | 0 | 0 | 37.2 | 5.2 | 0 | 37.2 | 0 | 0 | 0 | 0 | 0
7 | 24 | 0 | 0 | 0 | 35.6 | 5.2 | 0 | 35.6 | 0 | 0 | 0 | 0 | 0
7 | 24 | 1 | 0 | 0 | 33.9 | 6.2 | 0 | 33.9 | 0 | 0 | 0 | 0 | 0
7 | 24 | 2 | 0 | 0 | 33.3 | 1.5 | 0 | 33.3 | 0 | 0 | 0 | 0 | 0
7 | 24 | 3 | 0 | 0 | 33.3 | 2.1 | 0 | 33.3 | 0 | 0 | 0 | 0 | 0
7 | 24 | 4 | 0 | 0 | 32.2 | 2.1 | 0 | 32.2 | 0 | 0 | 0 | 0 | 0
7 | 24 | 5 | 23 | 8 | 31.7 | 3.1 | 7.337 | 30.665 | 61.851 | 5.075 | 0 | 0 | 0
7 | 24 | 6 | 282 | 51 | 32.2 | 3.1 | 38.735 | 31.929 | 325.038 | 263.356 | 1828.3614 | 1508.2673 | 1508.7352
7 | 24 | 7 | 594 | 73 | 33.3 | 3.6 | 205.319 | 36.831 | 1429.682 | 1344.829 | 3974.826 | 3305.6957 | 3029.5339
7 | 24 | 8 | 721 | 107 | 35 | 4.6 | 441.545 | 43.339 | 3407.55 | 3270.822 | 5981.6746 | 5033.2741 | 4459.0135
7 | 24 | 9 | 799 | 145 | 36.1 | 3.1 | 680.723 | 51.371 | 5258.649 | 5061.291 | 8324.4907 | 7149.3407 | 6082.0844
7 | 24 | 10 | 831 | 180 | 37.2 | 2.1 | 868.309 | 59.312 | 6553.856 | 6307.131 | 10227.4765 | 8894.8646 | 7418.7278
7 | 24 | 11 | 849 | 204 | 39.4 | 5.2 | 992.538 | 58.493 | 7530.256 | 7242.535 | 11356.5912 | 9892.8516 | 8275.5102
7 | 24 | 12 | 865 | 202 | 40 | 3.6 | 1038.23 | 62.928 | 7741.168 | 7444.165 | 11367.3654 | 9897.9484 | 8263.3728
7 | 24 | 13 | 866 | 181 | 41.1 | 5.2 | 995.069 | 60.504 | 7489.973 | 7204.007 | 11243.6371 | 9788.5287 | 8048.2481
7 | 24 | 14 | 829 | 174 | 42.2 | 5.2 | 876.878 | 59.393 | 6619.462 | 6370.084 | 11140.4 | 9693.4463 | 7946.2982
7 | 24 | 15 | 801 | 155 | 42.8 | 6.7 | 713.201 | 54.898 | 5445.56 | 5241.431 | 10030.5894 | 8735.1107 | 7133.6707
7 | 24 | 16 | 716 | 153 | 42.8 | 4.6 | 506.552 | 53.377 | 3802.661 | 3653.971 | 7677.7615 | 6627.599 | 5730.8619
7 | 24 | 17 | 604 | 83 | 43.3 | 4.1 | 239.554 | 48.542 | 1653.206 | 1563.159 | 5185.0226 | 4371.3936 | 3797.6266
7 | 24 | 18 | 353 | 64 | 42.8 | 3.6 | 56.818 | 43.835 | 408.31 | 345.026 | 2425.0958 | 2029.0474 | 1967.9047
7 | 24 | 19 | 28 | 9 | 41.1 | 2.6 | 7.641 | 40.578 | 62.131 | 5.35 | 179.747 | 147.8856 | 173.8477
7 | 24 | 20 | 0 | 0 | 40.6 | 2.1 | 0 | 40.6 | 0 | 0 | 0 | 0 | 0
7 | 24 | 21 | 0 | 0 | 38.3 | 5.2 | 0 | 38.3 | 0 | 0 | 0 | 0 | 0
7 | 24 | 22 | 0 | 0 | 35 | 8.2 | 0 | 35 | 0 | 0 | 0 | 0 | 0
7 | 24 | 23 | 0 | 0 | 35 | 5.2 | 0 | 35 | 0 | 0 | 0 | 0 | 0
7 | 25 | 0 | 0 | 0 | 32.8 | 8.8 | 0 | 32.8 | 0 | 0 | 0 | 0 | 0
7 | 25 | 1 | 0 | 0 | 32.8 | 6.2 | 0 | 32.8 | 0 | 0 | 0 | 0 | 0
7 | 25 | 2 | 0 | 0 | 32.8 | 5.2 | 0 | 32.8 | 0 | 0 | 0 | 0 | 0
7 | 25 | 3 | 0 | 0 | 32.2 | 4.1 | 0 | 32.2 | 0 | 0 | 0 | 0 | 0
7 | 25 | 4 | 0 | 0 | 31.1 | 2.6 | 0 | 31.1 | 0 | 0 | 0 | 0 | 0
7 | 25 | 5 | 12 | 5 | 31.7 | 3.1 | 4.586 | 30.613 | 38.664 | 0 | 0 | 0 | 0
7 | 25 | 6 | 50 | 56 | 31.7 | 2.1 | 45.704 | 31.533 | 384.065 | 321.249 | 324.6807 | 267.9488 | 568.4438
7 | 25 | 7 | 322 | 162 | 34.4 | 2.1 | 216.404 | 38.872 | 1629.313 | 1539.829 | 2157.0673 | 1794.4226 | 2430.2554
7 | 25 | 8 | 171 | 303 | 35 | 3.1 | 353.142 | 42.503 | 2816.32 | 2696.496 | 1419.7194 | 1194.6335 | 2879.2197
7 | 25 | 9 | 709 | 185 | 37.2 | 3.6 | 660.585 | 51.189 | 5111.515 | 4919.403 | 7391.6604 | 6348.8746 | 5774.2942
7 | 25 | 10 | 784 | 190 | 37.2 | 4.1 | 840.161 | 54.778 | 6456.324 | 6213.515 | 9653.4876 | 8395.8775 | 7136.6185
7 | 25 | 11 | 821 | 199 | 38.9 | 3.6 | 963.431 | 60.056 | 7264.266 | 6988.035 | 10983.3422 | 9567.5131 | 8015.0123
7 | 25 | 12 | 829 | 203 | 40 | 3.1 | 1006.087 | 63.25 | 7491.857 | 7205.81 | 10898.061 | 9489.5546 | 7984.604
7 | 25 | 13 | 821 | 199 | 41.1 | 4.1 | 971.536 | 61.82 | 7274.586 | 6997.914 | 10666.2352 | 9285.5798 | 7817.2911
7 | 25 | 14 | 799 | 181 | 42.2 | 3.1 | 859.472 | 62.343 | 6412.3 | 6171.249 | 10738.063 | 9343.1568 | 7748.0684
7 | 25 | 15 | 756 | 168 | 43.3 | 4.6 | 696.724 | 57.786 | 5261.48 | 5064.02 | 9471.2041 | 8248.266 | 6880.4458
7 | 25 | 16 | 393 | 238 | 42.8 | 4.1 | 416.792 | 51.97 | 3179.493 | 3049.426 | 4216.9667 | 3640.6033 | 4172.248
7 | 25 | 17 | 1 | 120 | 42.2 | 3.6 | 106.215 | 44.633 | 850.283 | 778.102 | 8.5909 | 7.2434 | 794.6723
7 | 25 | 18 | 0 | 27 | 36.7 | 6.2 | 23.979 | 36.513 | 197.908 | 138.625 | 0 | 0 | 173.976
7 | 25 | 19 | 1 | 2 | 36.7 | 5.2 | 1.801 | 35.958 | 14.893 | 0 | 6.4287 | 5.2912 | 16.9476
7 | 25 | 20 | 0 | 0 | 36.7 | 4.6 | 0 | 36.7 | 0 | 0 | 0 | 0 | 0
7 | 25 | 21 | 0 | 0 | 36.7 | 3.6 | 0 | 36.7 | 0 | 0 | 0 | 0 | 0
7 | 25 | 22 | 0 | 0 | 35.6 | 6.7 | 0 | 35.6 | 0 | 0 | 0 | 0 | 0
7 | 25 | 23 | 0 | 0 | 32.2 | 9.3 | 0 | 32.2 | 0 | 0 | 0 | 0 | 0
7 | 26 | 0 | 0 | 0 | 32.2 | 5.2 | 0 | 32.2 | 0 | 0 | 0 | 0 | 0
7 | 26 | 1 | 0 | 0 | 32.2 | 3.1 | 0 | 32.2 | 0 | 0 | 0 | 0 | 0
7 | 26 | 2 | 0 | 0 | 31.7 | 4.1 | 0 | 31.7 | 0 | 0 | 0 | 0 | 0
7 | 26 | 3 | 0 | 0 | 29.4 | 5.2 | 0 | 29.4 | 0 | 0 | 0 | 0 | 0
7 | 26 | 4 | 0 | 0 | 28.9 | 5.2 | 0 | 28.9 | 0 | 0 | 0 | 0 | 0
7 | 26 | 5 | 12 | 5 | 28.9 | 4.6 | 4.586 | 27.87 | 39.043 | 0 | 0 | 0 | 0
7 | 26 | 6 | 8 | 48 | 29.4 | 3.6 | 41.818 | 29.116 | 354.449 | 292.204 | 52.0303 | 42.9568 | 340.9988
7 | 26 | 7 | 43 | 143 | 30.6 | 4.1 | 134.661 | 32.428 | 1108.656 | 1030.966 | 288.3822 | 239.9657 | 1104.6687
7 | 26 | 8 | 268 | 220 | 32.8 | 3.1 | 328.701 | 39.525 | 2628.368 | 2513.667 | 2226.777 | 1873.761 | 2841.7442
7 | 26 | 9 | 691 | 197 | 35.6 | 4.1 | 660.724 | 48.982 | 5157.597 | 4963.85 | 7208.9445 | 6192.632 | 5741.5676
7 | 26 | 10 | 808 | 156 | 36.7 | 4.1 | 828.89 | 54.058 | 6387.123 | 6147.073 | 9953.7447 | 8657.2521 | 7092.1299
7 | 26 | 11 | 865 | 170 | 38.3 | 4.1 | 977.817 | 58.885 | 7407.096 | 7124.725 | 11573.3401 | 10081.2426 | 8180.4767
7 | 26 | 12 | 848 | 204 | 39.4 | 4.6 | 1026.669 | 60.386 | 7733.672 | 7437.002 | 11151.8371 | 9710.7992 | 8145.6224
7 | 26 | 13 | 837 | 203 | 40 | 3.6 | 991.525 | 62.047 | 7417.584 | 7134.76 | 10881.5213 | 9472.7382 | 7974.9588
7 | 26 | 14 | 833 | 167 | 41.7 | 5.2 | 875.965 | 58.863 | 6626.758 | 6377.084 | 11195.754 | 9741.1989 | 7933.2216
7 | 26 | 15 | 736 | 164 | 41.1 | 5.7 | 679.971 | 53.784 | 5216.564 | 5020.714 | 9224.4398 | 8033.6326 | 6703.748
7 | 26 | 16 | 722 | 147 | 41.1 | 4.1 | 505.374 | 52.003 | 3813.534 | 3664.508 | 7752.0389 | 6693.2633 | 5736.2289
7 | 26 | 17 | 639 | 15 | 41.1 | 4.1 | 187.827 | 45.214 | 1247.341 | 1166.599 | 5493.532 | 4632.1438 | 3543.638
7 | 26 | 18 | 170 | 92 | 40 | 5.2 | 74.72 | 41.004 | 583.105 | 516.382 | 1170.4244 | 979.7239 | 1343.354
7 | 26 | 19 | 10 | 4 | 38.9 | 4.1 | 3.451 | 38.291 | 28.301 | 0 | 64.3809 | 53.0099 | 67.2339
7 | 26 | 20 | 0 | 0 | 37.8 | 3.6 | 0 | 37.8 | 0 | 0 | 0 | 0 | 0
7 | 26 | 21 | 0 | 0 | 36.7 | 3.6 | 0 | 36.7 | 0 | 0 | 0 | 0 | 0
7 | 26 | 22 | 0 | 0 | 36.1 | 4.1 | 0 | 36.1 | 0 | 0 | 0 | 0 | 0
7 | 26 | 23 | 0 | 0 | 35 | 3.6 | 0 | 35 | 0 | 0 | 0 | 0 | 0
7 | 27 | 0 | 0 | 0 | 34.4 | 4.1 | 0 | 34.4 | 0 | 0 | 0 | 0 | 0
7 | 27 | 1 | 0 | 0 | 33.9 | 4.1 | 0 | 33.9 | 0 | 0 | 0 | 0 | 0
7 | 27 | 2 | 0 | 0 | 32.8 | 4.1 | 0 | 32.8 | 0 | 0 | 0 | 0 | 0
7 | 27 | 3 | 0 | 0 | 32.2 | 3.6 | 0 | 32.2 | 0 | 0 | 0 | 0 | 0
7 | 27 | 4 | 0 | 0 | 32.2 | 3.6 | 0 | 32.2 | 0 | 0 | 0 | 0 | 0
7 | 27 | 5 | 1 | 4 | 31.1 | 2.1 | 3.669 | 29.8 | 31.021 | 0 | 0 | 0 | 0
7 | 27 | 6 | 27 | 47 | 31.1 | 0 | 40.449 | 30.11 | 341.642 | 279.642 | 175.8794 | 145.2686 | 414.6999
7 | 27 | 7 | 2 | 106 | 32.8 | 3.6 | 94.024 | 33.866 | 782.621 | 711.846 | 13.4288 | 11.1774 | 689.92
7 | 27 | 8 | 52 | 213 | 33.3 | 1.5 | 215.991 | 38.313 | 1760.327 | 1667.73 | 432.4111 | 363.8653 | 1668.9128
7 | 27 | 9 | 729 | 212 | 36.1 | 1.5 | 700.903 | 54.51 | 5356.241 | 5155.362 | 7610.8191 | 6538.6219 | 6088.171
7 | 27 | 10 | 802 | 193 | 37.8 | 2.1 | 860.075 | 59.756 | 6481.19 | 6237.386 | 9884.6701 | 8597.4208 | 7297.2274
7 | 27 | 11 | 845 | 190 | 37.8 | 4.6 | 979.836 | 57.731 | 7456.625 | 7172.108 | 11307.082 | 9849.0986 | 8152.1365
7 | 27 | 12 | 851 | 195 | 39.4 | 5.2 | 1022.557 | 59.204 | 7739.118 | 7442.207 | 11195.4389 | 9749.0521 | 8111.9994
7 | 27 | 13 | 840 | 192 | 40 | 5.7 | 985.388 | 58.231 | 7484.839 | 7199.097 | 10928.3838 | 9513.2998 | 7929.9653
7 | 27 | 14 | 810 | 177 | 40.6 | 6.2 | 867.297 | 55.951 | 6637.449 | 6387.341 | 10887.2632 | 9472.624 | 7812.1788
7 | 27 | 15 | 775 | 180 | 41.1 | 4.6 | 723.316 | 56.103 | 5499.727 | 5293.613 | 9716.985 | 8462.8564 | 7110.1218
7 | 27 | 16 | 386 | 226 | 41.1 | 2.6 | 403.443 | 51.519 | 3082.465 | 2955.179 | 4146.8811 | 3580.877 | 4049.2602
7 | 27 | 17 | 125 | 149 | 38.3 | 9.3 | 165.534 | 40.31 | 1296.807 | 1214.961 | 1075.3596 | 906.8026 | 1654.4643
7 | 27 | 18 | 2 | 77 | 36.1 | 5.7 | 64.485 | 36.703 | 531.575 | 465.876 | 13.7841 | 11.5407 | 505.0991
7 | 27 | 19 | 1 | 5 | 35.6 | 4.1 | 4.424 | 34.862 | 36.737 | 0 | 6.4477 | 5.3111 | 36.1534
7 | 27 | 20 | 0 | 0 | 35 | 5.2 | 0 | 35 | 0 | 0 | 0 | 0 | 0
7 | 27 | 21 | 0 | 0 | 34.4 | 3.1 | 0 | 34.4 | 0 | 0 | 0 | 0 | 0
7 | 27 | 22 | 0 | 0 | 33.9 | 3.1 | 0 | 33.9 | 0 | 0 | 0 | 0 | 0
7 | 27 | 23 | 0 | 0 | 33.3 | 2.6 | 0 | 33.3 | 0 | 0 | 0 | 0 | 0
7 | 28 | 0 | 0 | 0 | 31.7 | 5.2 | 0 | 31.7 | 0 | 0 | 0 | 0 | 0
7 | 28 | 1 | 0 | 0 | 31.1 | 5.2 | 0 | 31.1 | 0 | 0 | 0 | 0 | 0
7 | 28 | 2 | 0 | 0 | 30.6 | 4.1 | 0 | 30.6 | 0 | 0 | 0 | 0 | 0
7 | 28 | 3 | 0 | 0 | 30 | 4.1 | 0 | 30 | 0 | 0 | 0 | 0 | 0
7 | 28 | 4 | 0 | 0 | 28.9 | 3.6 | 0 | 28.9 | 0 | 0 | 0 | 0 | 0
7 | 28 | 5 | 5 | 6 | 28.9 | 4.1 | 5.503 | 27.836 | 46.857 | 0 | 0 | 0 | 0
7 | 28 | 6 | 91 | 78 | 29.4 | 3.1 | 59.95 | 29.525 | 507.409 | 442.188 | 593.7202 | 490.5922 | 883.3562
7 | 28 | 7 | 456 | 143 | 31.1 | 3.6 | 233.789 | 35.248 | 1735.958 | 1643.945 | 3065.4504 | 2552.2506 | 2892.5473
7 | 28 | 8 | 616 | 221 | 33.3 | 2.6 | 496.526 | 44.621 | 3854.148 | 3703.861 | 5126.7396 | 4314.124 | 4669.656
7 | 28 | 9 | 237 | 319 | 34.4 | 2.6 | 463.402 | 45.601 | 3681.546 | 3536.579 | 2476.1344 | 2127.5637 | 3643.0087
7 | 28 | 10 | 612 | 335 | 35.6 | 3.6 | 840.897 | 53.573 | 6496.377 | 6251.964 | 7546.7002 | 6564.1159 | 6824.2739
7 | 28 | 11 | 754 | 274 | 36.7 | 5.2 | 983.856 | 55.564 | 7551.967 | 7263.298 | 10090.5809 | 8789.2644 | 7972.9794
7 | 28 | 12 | 651 | 303 | 37.8 | 5.7 | 942.257 | 55.192 | 7245.531 | 6970.101 | 8567.5947 | 7460.9422 | 7235.2793
7 | 28 | 13 | 578 | 231 | 38.3 | 4.1 | 786.178 | 55.285 | 6041.836 | 5815.31 | 7525.4506 | 6550.8696 | 6120.6598
7 | 28 | 14 | 616 | 268 | 40 | 6.2 | 795.364 | 53.889 | 6138.445 | 5908.176 | 8280.1056 | 7204.1231 | 6832.6153
7 | 28 | 15 | 474 | 276 | 40 | 3.6 | 601.996 | 53.623 | 4631.745 | 4456.228 | 5945.1691 | 5178.0004 | 5458.0457
7 | 28 | 16 | 182 | 231 | 39.4 | 5.7 | 303.168 | 44.98 | 2393.532 | 2285.065 | 1956.3427 | 1689.4899 | 2738.1136
7 | 28 | 17 | 257 | 144 | 38.9 | 4.1 | 197.856 | 42.784 | 1492.827 | 1406.524 | 2212.3393 | 1865.6835 | 2334.5491
7 | 28 | 18 | 4 | 62 | 36.7 | 7.2 | 53.414 | 37.081 | 439.381 | 375.493 | 27.5962 | 23.1097 | 417.3181
7 | 28 | 19 | 1 | 2 | 35.6 | 3.6 | 1.801 | 34.752 | 14.957 | 0 | 6.4576 | 5.3213 | 16.9724
7 | 28 | 20 | 0 | 0 | 33.9 | 6.2 | 0 | 33.9 | 0 | 0 | 0 | 0 | 0
7 | 28 | 21 | 0 | 0 | 33.3 | 2.1 | 0 | 33.3 | 0 | 0 | 0 | 0 | 0
7 | 28 | 22 | 0 | 0 | 32.8 | 0 | 0 | 32.8 | 0 | 0 | 0 | 0 | 0
7 | 28 | 23 | 0 | 0 | 32.8 | 2.1 | 0 | 32.8 | 0 | 0 | 0 | 0 | 0
7 | 29 | 0 | 0 | 0 | 32.2 | 0 | 0 | 32.2 | 0 | 0 | 0 | 0 | 0
7 | 29 | 1 | 0 | 0 | 31.7 | 3.1 | 0 | 31.7 | 0 | 0 | 0 | 0 | 0
7 | 29 | 2 | 0 | 0 | 31.1 | 2.1 | 0 | 31.1 | 0 | 0 | 0 | 0 | 0
7 | 29 | 3 | 0 | 0 | 30.6 | 2.1 | 0 | 30.6 | 0 | 0 | 0 | 0 | 0
7 | 29 | 4 | 0 | 0 | 29.4 | 1.5 | 0 | 29.4 | 0 | 0 | 0 | 0 | 0
7 | 29 | 5 | 9 | 4 | 30 | 0 | 3.669 | 27.307 | 31.296 | 0 | 0 | 0 | 0
7 | 29 | 6 | 175 | 48 | 30.6 | 3.1 | 38.365 | 30.254 | 323.875 | 262.214 | 1143.5921 | 945.3493 | 1046.4776
7 | 29 | 7 | 217 | 185 | 31.1 | 1.5 | 210.451 | 35.693 | 1646.014 | 1556.136 | 1460.5792 | 1216.4167 | 2129.3845
7 | 29 | 8 | 263 | 198 | 33.3 | 2.1 | 307.773 | 40.546 | 2449.801 | 2339.857 | 2190.7772 | 1843.5645 | 2674.9328
7 | 29 | 9 | 297 | 236 | 36.1 | 2.6 | 426.434 | 45.988 | 3377.596 | 3241.753 | 3105.3851 | 2668.5759 | 3477.9419
7 | 29 | 10 | 787 | 183 | 38.3 | 4.1 | 840.868 | 55.476 | 6444.812 | 6202.463 | 9709.6356 | 8445.7048 | 7124.1156
7 | 29 | 11 | 844 | 205 | 38.3 | 4.1 | 995.83 | 59.26 | 7532.829 | 7244.996 | 11296.3416 | 9839.3059 | 8246.0199
7 | 29 | 12 | 834 | 182 | 38.9 | 4.1 | 996.736 | 60.131 | 7516.013 | 7228.914 | 10980.3423 | 9562.3566 | 7894.301
7 | 29 | 13 | 840 | 173 | 39.4 | 4.1 | 969.982 | 60.099 | 7313.419 | 7035.083 | 10945.2742 | 9527.6733 | 7813.2697
7 | 29 | 14 | 826 | 158 | 40.6 | 4.6 | 864.946 | 58.483 | 6553.71 | 6306.99 | 11103.3161 | 9660.3488 | 7816.7737
7 | 29 | 15 | 801 | 134 | 41.1 | 3.6 | 697.847 | 56.84 | 5288.262 | 5089.839 | 10049.9153 | 8753.2961 | 7005.4068
7 | 29 | 16 | 719 | 116 | 40.6 | 2.6 | 476.518 | 52.628 | 3581.668 | 3439.734 | 7732.5868 | 6678.4422 | 5517.5764
7 | 29 | 17 | 245 | 91 | 40 | 3.1 | 149.772 | 43.626 | 1106.414 | 1028.773 | 2110.284 | 1779.7244 | 1921.889
7 | 29 | 18 | 1 | 25 | 36.7 | 7.2 | 22.219 | 36.539 | 183.227 | 124.217 | 6.9059 | 5.7843 | 165.5831
7 | 29 | 19 | 3 | 2 | 32.2 | 2.1 | 1.877 | 30.96 | 15.808 | 0 | 19.403 | 15.9956 | 25.3471
7 | 29 | 20 | 0 | 0 | 25.6 | 7.7 | 0 | 25.6 | 0 | 0 | 0 | 0 | 0
7 | 29 | 21 | 0 | 0 | 26.7 | 4.6 | 0 | 26.7 | 0 | 0 | 0 | 0 | 0
7 | 29 | 22 | 0 | 0 | 25.6 | 8.8 | 0 | 25.6 | 0 | 0 | 0 | 0 | 0
7 | 29 | 23 | 0 | 0 | 24.4 | 5.2 | 0 | 24.4 | 0 | 0 | 0 | 0 | 0
7 | 30 | 0 | 0 | 0 | 23.9 | 6.2 | 0 | 23.9 | 0 | 0 | 0 | 0 | 0
7 | 30 | 1 | 0 | 0 | 24.4 | 2.6 | 0 | 24.4 | 0 | 0 | 0 | 0 | 0
7 | 30 | 2 | 0 | 0 | 25 | 3.1 | 0 | 25 | 0 | 0 | 0 | 0 | 0
7 | 30 | 3 | 0 | 0 | 25 | 3.1 | 0 | 25 | 0 | 0 | 0 | 0 | 0
7 | 30 | 4 | 0 | 0 | 25.6 | 3.1 | 0 | 25.6 | 0 | 0 | 0 | 0 | 0
7 | 30 | 5 | 2 | 4 | 25.6 | 3.1 | 3.669 | 24.264 | 31.632 | 0 | 0 | 0 | 0
7 | 30 | 6 | 5 | 56 | 26.7 | 0 | 47.544 | 25.661 | 407.931 | 344.654 | 32.7264 | 27.0646 | 380.0105
7 | 30 | 7 | 3 | 101 | 27.2 | 3.1 | 89.995 | 28.068 | 764.279 | 693.882 | 20.2179 | 16.8432 | 662.4108
7 | 30 | 8 | 4 | 174 | 27.8 | 3.1 | 157.094 | 30.36 | 1324.831 | 1242.356 | 33.3502 | 28.0652 | 1162.6789
7 | 30 | 9 | 3 | 208 | 28.3 | 2.6 | 189.12 | 31.987 | 1586.45 | 1497.972 | 31.3924 | 26.9802 | 1402.2813
7 | 30 | 10 | 5 | 357 | 30 | 2.6 | 329.543 | 37.209 | 2712.861 | 2595.872 | 61.7198 | 53.6874 | 2421.3661
7 | 30 | 11 | 6 | 477 | 31.1 | 3.1 | 445.559 | 40.895 | 3618.602 | 3475.55 | 80.315 | 69.9541 | 3235.9434
7 | 30 | 12 | 190 | 598 | 32.2 | 3.1 | 767.644 | 49.411 | 6037.269 | 5810.919 | 2502.5399 | 2179.4414 | 5517.4171
7 | 30 | 13 | 503 | 378 | 34.4 | 4.1 | 857.781 | 52.549 | 6663.438 | 6412.274 | 6559.5163 | 5709.9073 | 6515.2022
7 | 30 | 14 | 817 | 178 | 35.6 | 2.6 | 877.675 | 57.105 | 6686.974 | 6434.851 | 10982.6759 | 9555.2996 | 7876.9349
7 | 30 | 15 | 792 | 164 | 36.1 | 3.1 | 722.629 | 53.206 | 5556.81 | 5348.594 | 9940.0056 | 8657.7715 | 7138.9838
7 | 30 | 16 | 295 | 231 | 35.6 | 3.1 | 363.867 | 44.482 | 2865.171 | 2743.995 | 3174.1157 | 2741.6349 | 3485.4293
7 | 30 | 17 | 186 | 128 | 35 | 2.1 | 165.261 | 39.121 | 1275.646 | 1194.274 | 1602.9673 | 1351.9493 | 1847.2013
7 | 30 | 18 | 26 | 85 | 35 | 2.1 | 68.475 | 36.05 | 562.51 | 496.197 | 179.7246 | 150.5649 | 663.1487
7 | 30 | 19 | 1 | 6 | 33.9 | 3.1 | 5.312 | 33.061 | 44.398 | 0 | 6.478 | 5.3426 | 42.5906
7 | 30 | 20 | 0 | 0 | 33.3 | 3.1 | 0 | 33.3 | 0 | 0 | 0 | 0 | 0
7 | 30 | 21 | 0 | 0 | 32.8 | 2.1 | 0 | 32.8 | 0 | 0 | 0 | 0 | 0
7 | 30 | 22 | 0 | 0 | 31.7 | 3.1 | 0 | 31.7 | 0 | 0 | 0 | 0 | 0
7 | 30 | 23 | 0 | 0 | 31.7 | 4.6 | 0 | 31.7 | 0 | 0 | 0 | 0 | 0
7 | 31 | 0 | 0 | 0 | 31.1 | 2.1 | 0 | 31.1 | 0 | 0 | 0 | 0 | 0
7 | 31 | 1 | 0 | 0 | 30 | 2.1 | 0 | 30 | 0 | 0 | 0 | 0 | 0
7 | 31 | 2 | 0 | 0 | 30 | 3.1 | 0 | 30 | 0 | 0 | 0 | 0 | 0
7 | 31 | 3 | 0 | 0 | 29.4 | 1.5 | 0 | 29.4 | 0 | 0 | 0 | 0 | 0
7 | 31 | 4 | 0 | 0 | 29.4 | 1.5 | 0 | 29.4 | 0 | 0 | 0 | 0 | 0
7 | 31 | 5 | 2 | 3 | 28.9 | 2.6 | 2.752 | 27.585 | 23.449 | 0 | 0 | 0 | 0
7 | 31 | 6 | 22 | 46 | 28.3 | 2.1 | 39.479 | 27.83 | 336.154 | 274.259 | 144.2274 | 119.3256 | 388.0015
7 | 31 | 7 | 224 | 127 | 28.9 | 3.6 | 165.597 | 31.443 | 1291.447 | 1209.722 | 1511.5553 | 1259.6349 | 1789.158
7 | 31 | 8 | 148 | 261 | 30.6 | 3.1 | 307.853 | 36.883 | 2507.401 | 2395.935 | 1235.1229 | 1039.4218 | 2488.3328
7 | 31 | 9 | 256 | 433 | 32.2 | 2.6 | 577.537 | 45.596 | 4591.456 | 4417.296 | 2680.9954 | 2304.5069 | 4526.8969
7 | 31 | 10 | 281 | 521 | 33.3 | 3.1 | 731.716 | 49.996 | 5736.793 | 5521.876 | 3470.4946 | 3018.9363 | 5588.5865
7 | 31 | 11 | 30 | 530 | 33.9 | 2.6 | 518.677 | 46.963 | 4117.578 | 3958.974 | 401.6202 | 349.8023 | 3785.6523
7 | 31 | 12 | 289 | 470 | 34.4 | 2.1 | 749.31 | 53.342 | 5804.207 | 5586.751 | 3808.1026 | 3316.5666 | 5456.2778
7 | 31 | 13 | 266 | 523 | 35 | 3.1 | 758.832 | 52.633 | 5893.666 | 5672.818 | 3471.8005 | 3022.127 | 5605.84
7 | 31 | 14 | 93 | 326 | 35.6 | 2.6 | 392.521 | 45.798 | 3128.434 | 2999.834 | 1250.1968 | 1087.7067 | 2939.4369
7 | 31 | 15 | 2 | 201 | 34.4 | 4.1 | 182.333 | 38.01 | 1496.544 | 1410.155 | 25.1079 | 21.8695 | 1357.7186
7 | 31 | 16 | 2 | 165 | 34.4 | 0 | 148.463 | 40.255 | 1208.262 | 1128.387 | 21.5287 | 18.5968 | 1111.4578
7 | 31 | 17 | 1 | 120 | 33.9 | 3.6 | 106.274 | 35.501 | 879.959 | 807.157 | 8.6224 | 7.2725 | 794.9107
7 | 31 | 18 | 0 | 66 | 32.2 | 3.6 | 56.105 | 32.546 | 469.758 | 405.277 | 0 | 0 | 425.5375
7 | 31 | 19 | 0 | 3 | 31.1 | 4.1 | 2.652 | 30.149 | 22.392 | 0 | 0 | 0 | 19.2046
7 | 31 | 20 | 0 | 0 | 30.6 | 2.1 | 0 | 30.6 | 0 | 0 | 0 | 0 | 0
7 | 31 | 21 | 0 | 0 | 30.8 | 2.1 | 0 | 30.8 | 0 | 0 | 0 | 0 | 0
7 | 31 | 22 | 0 | 0 | 31.1 | 2.1 | 0 | 31.1 | 0 | 0 | 0 | 0 | 0
7 | 31 | 23 | 0 | 0 | 31.3 | 2.1 | 0 | 31.3 | 0 | 0 | 0 | 0 | 0
8 | 1 | 0 | 0 | 0 | 31.5 | 2.1 | 0 | 31.5 | 0 | 0 | 0 | 0 | 0
8 | 1 | 1 | 0 | 0 | 31.7 | 2.1 | 0 | 31.7 | 0 | 0 | 0 | 0 | 0
8 | 1 | 2 | 0 | 0 | 32 | 2.1 | 0 | 32 | 0 | 0 | 0 | 0 | 0
8 | 1 | 3 | 0 | 0 | 32.2 | 2.1 | 0 | 32.2 | 0 | 0 | 0 | 0 | 0
8 | 1 | 4 | 0 | 0 | 31.7 | 2.1 | 0 | 31.7 | 0 | 0 | 0 | 0 | 0
8 | 1 | 5 | 0 | 0 | 31.7 | 2.1 | 0 | 31.7 | 0 | 0 | 0 | 0 | 0
8 | 1 | 6 | 98 | 46 | 31.1 | 3.1 | 36.661 | 30.723 | 308.97 | 247.594 | 643.5005 | 532.6187 | 710.4763
8 | 1 | 7 | 500 | 88 | 32.2 | 3.1 | 200.001 | 35.739 | 1434.573 | 1349.608 | 3378.4635 | 2816.2714 | 2739.0773
8 | 1 | 8 | 645 | 120 | 34.4 | 3.1 | 424.007 | 43.451 | 3283.757 | 3150.667 | 5388.0413 | 4534.4595 | 4170.8006
8 | 1 | 9 | 727 | 152 | 36.7 | 3.6 | 648.086 | 50.564 | 5026.938 | 4837.808 | 7619.9679 | 6550.8399 | 5693.8677
8 | 1 | 10 | 784 | 178 | 37.2 | 3.6 | 837.495 | 55.438 | 6420.501 | 6179.123 | 9688.005 | 8427.7698 | 7077.6819
8 | 1 | 11 | 802 | 202 | 37.8 | 3.1 | 958.362 | 59.843 | 7232.93 | 6958.037 | 10737.8358 | 9352.204 | 7886.2742
8 | 1 | 12 | 811 | 207 | 38.9 | 3.1 | 1002.574 | 62.093 | 7501.098 | 7214.648 | 10691.0625 | 9311.4579 | 7885.3758
8 | 1 | 13 | 817 | 187 | 40 | 3.6 | 965.869 | 61.483 | 7242.53 | 6967.228 | 10672.7488 | 9290.4953 | 7740.9501
8 | 1 | 14 | 793 | 169 | 41.1 | 3.6 | 850.975 | 60.165 | 6405.575 | 6164.792 | 10660.4072 | 9274.8241 | 7620.5557
8 | 1 | 15 | 765 | 155 | 41.7 | 4.1 | 696.748 | 56.737 | 5284.678 | 5086.384 | 9606.0996 | 8367.2711 | 6875.9184
8 | 1 | 16 | 698 | 119 | 41.7 | 3.1 | 470.511 | 52.947 | 3534.924 | 3394.398 | 7516.4166 | 6493.2279 | 5404.5771
8 | 1 | 17 | 516 | 150 | 41.7 | 4.1 | 275.329 | 47.565 | 1978.389 | 1880.481 | 4451.1765 | 3754.506 | 3777.7676
8 | 1 | 18 | 134 | 101 | 41.7 | 3.6 | 79.274 | 43.248 | 620.545 | 553.071 | 927.9574 | 777.6814 | 1245.6674
8 | 1 | 19 | 0 | 0 | 40.6 | 2.6 | 0 | 40.6 | 0 | 0 | 0 | 0 | 0
8 | 1 | 20 | 0 | 0 | 39.4 | 2.1 | 0 | 39.4 | 0 | 0 | 0 | 0 | 0
8 | 1 | 21 | 0 | 0 | 38.9 | 2.1 | 0 | 38.9 | 0 | 0 | 0 | 0 | 0
8 | 1 | 22 | 0 | 0 | 38.3 | 3.6 | 0 | 38.3 | 0 | 0 | 0 | 0 | 0
8 | 1 | 23 | 0 | 0 | 36.7 | 6.2 | 0 | 36.7 | 0 | 0 | 0 | 0 | 0
8 | 2 | 0 | 0 | 0 | 35.6 | 2.1 | 0 | 35.6 | 0 | 0 | 0 | 0 | 0
8 | 2 | 1 | 0 | 0 | 35 | 2.1 | 0 | 35 | 0 | 0 | 0 | 0 | 0
8 | 2 | 2 | 0 | 0 | 34.4 | 2.1 | 0 | 34.4 | 0 | 0 | 0 | 0 | 0
8 | 2 | 3 | 0 | 0 | 33.9 | 2.1 | 0 | 33.9 | 0 | 0 | 0 | 0 | 0
8 | 2 | 4 | 0 | 0 | 32.8 | 2.1 | 0 | 32.8 | 0 | 0 | 0 | 0 | 0
8 | 2 | 5 | 0 | 0 | 32.2 | 2.1 | 0 | 32.2 | 0 | 0 | 0 | 0 | 0
8 | 2 | 6 | 212 | 47 | 32.2 | 2.1 | 35.808 | 31.781 | 300.644 | 239.427 | 1394.2995 | 1154.5285 | 1201.6482
8 | 2 | 7 | 517 | 92 | 33.3 | 2.6 | 208.168 | 37.255 | 1486.693 | 1400.532 | 3498.0325 | 2916.8586 | 2841.3129
8 | 2 | 8 | 446 | 188 | 35 | 4.6 | 390.916 | 42.33 | 3069.992 | 2943.06 | 3729.4185 | 3138.7031 | 3575.5762
8 | 2 | 9 | 233 | 343 | 35.6 | 4.1 | 480.148 | 45.409 | 3818.777 | 3669.588 | 2444.2509 | 2101.6161 | 3782.9564
8 | 2 | 10 | 163 | 400 | 36.1 | 5.2 | 519.956 | 45.808 | 4142.844 | 3983.43 | 2015.3089 | 1753.2192 | 3896.0966
8 | 2 | 11 | 480 | 465 | 36.1 | 4.1 | 914.579 | 54.927 | 7039.222 | 6772.524 | 6427.3282 | 5597.8073 | 7019.5423
8 | 2 | 12 | 609 | 405 | 36.1 | 2.6 | 1006.494 | 60.577 | 7576.826 | 7287.068 | 8031.7907 | 6995.6279 | 7590.8766
8 | 2 | 13 | 483 | 434 | 37.8 | 5.2 | 894.586 | 55.272 | 6876.359 | 6616.452 | 6315.2889 | 5497.4912 | 6740.7484
8 | 2 | 14 | 290 | 363 | 37.8 | 3.6 | 604.488 | 51.663 | 4708.948 | 4530.813 | 3898.5177 | 3391.807 | 4799.2792
8 | 2 | 15 | 412 | 203 | 37.2 | 3.1 | 493.572 | 48.716 | 3869.308 | 3718.548 | 5174.5759 | 4507.3211 | 4502.0703
8 | 2 | 16 | 695 | 124 | 38.3 | 2.6 | 474.328 | 49.775 | 3609.148 | 3466.383 | 7486.6742 | 6467.926 | 5419.5254
8 | 2 | 17 | 567 | 84 | 37.8 | 2.6 | 233.005 | 43.583 | 1647.742 | 1557.824 | 4893.0939 | 4127.4293 | 3620.5598
8 | 2 | 18 | 172 | 58 | 37.2 | 3.1 | 50.037 | 37.908 | 388.036 | 325.144 | 1192.1309 | 999.2427 | 1137.5333
8 | 2 | 19 | 0 | 0 | 36.1 | 2.1 | 0 | 36.1 | 0 | 0 | 0 | 0 | 0
8 | 2 | 20 | 0 | 0 | 36.1 | 2.1 | 0 | 36.1 | 0 | 0 | 0 | 0 | 0
8 | 2 | 21 | 0 | 0 | 34.4 | 2.1 | 0 | 34.4 | 0 | 0 | 0 | 0 | 0
8 | 2 | 22 | 0 | 0 | 34.4 | 2.1 | 0 | 34.4 | 0 | 0 | 0 | 0 | 0
8 | 2 | 23 | 0 | 0 | 33.9 | 2.1 | 0 | 33.9 | 0 | 0 | 0 | 0 | 0
8 | 3 | 0 | 0 | 0 | 33.3 | 2.1 | 0 | 33.3 | 0 | 0 | 0 | 0 | 0
8 | 3 | 1 | 0 | 0 | 33.3 | 2.1 | 0 | 33.3 | 0 | 0 | 0 | 0 | 0
8 | 3 | 2 | 0 | 0 | 33.3 | 1.5 | 0 | 33.3 | 0 | 0 | 0 | 0 | 0
8 | 3 | 3 | 0 | 0 | 32.2 | 3.1 | 0 | 32.2 | 0 | 0 | 0 | 0 | 0
8 | 3 | 4 | 0 | 0 | 30 | 2.1 | 0 | 30 | 0 | 0 | 0 | 0 | 0
8 | 3 | 5 | 0 | 0 | 30 | 3.6 | 0 | 30 | 0 | 0 | 0 | 0 | 0
8 | 3 | 6 | 0 | 18 | 28.9 | 2.1 | 15.966 | 27.822 | 135.949 | 77.816 | 0 | 0 | 115.4381
8 | 3 | 7 | 0 | 70 | 29.4 | 2.1 | 62.426 | 29.62 | 528.186 | 462.555 | 0 | 0 | 450.3385
8 | 3 | 8 | 1 | 183 | 31.1 | 2.1 | 163.883 | 34.173 | 1363.946 | 1280.589 | 8.3705 | 7.045 | 1206.4372
8 | 3 | 9 | 413 | 399 | 32.8 | 2.6 | 660.506 | 47.771 | 5200.542 | 5005.265 | 4336.2953 | 3728.9963 | 5318.0555
8 | 3 | 10 | 311 | 462 | 33.9 | 4.1 | 711.325 | 48.91 | 5599.654 | 5389.853 | 3847.2648 | 3347.0599 | 5423.7454
8 | 3 | 11 | 653 | 285 | 35 | 2.6 | 908.85 | 56.882 | 6940.921 | 6678.333 | 8744.7602 | 7615.9789 | 7227.6955
8 | 3 | 12 | 607 | 367 | 36.1 | 5.2 | 969.905 | 54.799 | 7470.037 | 7184.939 | 8009.1178 | 6976.1726 | 7323.2067
8 | 3 | 13 | 426 | 430 | 37.2 | 3.6 | 831.483 | 55.922 | 6375.181 | 6135.606 | 5575.1587 | 4853.3486 | 6263.8364
8 | 3 | 14 | 564 | 384 | 38.3 | 3.6 | 864.906 | 57.435 | 6585.309 | 6337.313 | 7581.8851 | 6596.4431 | 7182.4852
8 | 3 | 15 | 719 | 252 | 38.9 | 3.6 | 757.212 | 55.875 | 5769.35 | 5553.208 | 9032.0096 | 7867.4502 | 7174.7612
8 | 3 | 16 | 652 | 152 | 38.9 | 3.6 | 479.711 | 49.882 | 3657.319 | 3513.092 | 7025.5548 | 6069.8715 | 5322.8725
8 | 3 | 17 | 511 | 99 | 38.9 | 5.2 | 231.874 | 43.272 | 1662.908 | 1572.632 | 4411.3871 | 3721.2362 | 3417.2027
8 | 3 | 18 | 201 | 63 | 38.9 | 2.6 | 54.272 | 39.846 | 416.386 | 352.945 | 1394.2745 | 1168.8672 | 1299.1466
8 | 3 | 19 | 9 | 1 | 37.8 | 2.6 | 0.917 | 36.948 | 7.558 | 0 | 58.6914 | 48.4907 | 44.3372
8 | 3 | 20 | 0 | 0 | 36.1 | 1.5 | 0 | 36.1 | 0 | 0 | 0 | 0 | 0
8 | 3 | 21 | 0 | 0 | 35.6 | 1.5 | 0 | 35.6 | 0 | 0 | 0 | 0 | 0
8 | 3 | 22 | 0 | 0 | 35 | 4.1 | 0 | 35 | 0 | 0 | 0 | 0 | 0
8 | 3 | 23 | 0 | 0 | 33.9 | 2.6 | 0 | 33.9 | 0 | 0 | 0 | 0 | 0
8 | 4 | 0 | 0 | 0 | 33.3 | 1.5 | 0 | 33.3 | 0 | 0 | 0 | 0 | 0
8 | 4 | 1 | 0 | 0 | 32.2 | 1.5 | 0 | 32.2 | 0 | 0 | 0 | 0 | 0
8 | 4 | 2 | 0 | 0 | 31.7 | 2.1 | 0 | 31.7 | 0 | 0 | 0 | 0 | 0
8 | 4 | 3 | 0 | 0 | 30.6 | 1.5 | 0 | 30.6 | 0 | 0 | 0 | 0 | 0
8 | 4 | 4 | 0 | 0 | 29.4 | 1 | 0 | 29.4 | 0 | 0 | 0 | 0 | 0
8 | 4 | 5 | 4 | 0 | 29.4 | 1 | 0 | 29.4 | 0 | 0 | 0 | 0 | 0
8 | 4 | 6 | 137 | 39 | 30 | 2.6 | 31.519 | 29.426 | 266.865 | 206.287 | 903.9232 | 749.0985 | 833.587
8 | 4 | 7 | 543 | 79 | 31.1 | 2.1 | 203.526 | 35.104 | 1449.02 | 1363.724 | 3684.0945 | 3073.9631 | 2876.433
8 | 4 | 8 | 688 | 108 | 33.3 | 2.6 | 435.414 | 43.108 | 3373.094 | 3237.383 | 5764.9954 | 4852.2368 | 4328.4219
8 | 4 | 9 | 764 | 138 | 34.4 | 2.6 | 662.055 | 50.054 | 5145.117 | 4951.814 | 8028.7553 | 6905.3939 | 5851.3191
8 | 4 | 10 | 796 | 174 | 36.1 | 2.6 | 847.81 | 56.478 | 6473.663 | 6230.161 | 9852.4407 | 8571.8095 | 7151.0481
8 | 4 | 11 | 818 | 193 | 36.7 | 3.1 | 969.315 | 59.022 | 7339.817 | 7060.347 | 10955.4942 | 9541.1414 | 7958.8948
8 | 4 | 12 | 807 | 211 | 38.3 | 3.1 | 1006.977 | 61.623 | 7548.496 | 7259.978 | 10653.104 | 9279.5643 | 7889.0323
8 | 4 | 13 | 815 | 195 | 38.9 | 3.1 | 975.722 | 61.625 | 7312.528 | 7034.23 | 10676.1668 | 9294.3015 | 7796.3503
8 | 4 | 14 | 784 | 177 | 39.4 | 3.6 | 854.323 | 58.572 | 6472.249 | 6228.803 | 10539.1684 | 9169.4073 | 7600.1881
8 | 4 | 15 | 765 | 162 | 39.4 | 3.1 | 706.174 | 56.072 | 5371.401 | 5169.973 | 9611.2665 | 8372.1116 | 6925.8788
8 | 4 | 16 | 714 | 110 | 40 | 4.1 | 471.335 | 50.249 | 3576.384 | 3434.609 | 7695.5529 | 6649.0231 | 5454.3804
8 | 4 | 17 | 598 | 75 | 40 | 3.6 | 233.349 | 45.203 | 1628.262 | 1538.803 | 5164.0109 | 4356.2516 | 3731.1216
8 | 4 | 18 | 257 | 53 | 39.4 | 3.1 | 46.143 | 40.107 | 343.096 | 281.068 | 1784.1284 | 1495.9228 | 1484.1731
8 | 4 | 19 | 8 | 0 | 38.3 | 2.1 | 0 | 38.3 | 0 | 0 | 52.2607 | 43.1973 | 33.7696
8 | 4 | 20 | 0 | 0 | 36.7 | 2.1 | 0 | 36.7 | 0 | 0 | 0 | 0 | 0
8 | 4 | 21 | 0 | 0 | 35.6 | 1.5 | 0 | 35.6 | 0 | 0 | 0 | 0 | 0
8 | 4 | 22 | 0 | 0 | 35.6 | 1.5 | 0 | 35.6 | 0 | 0 | 0 | 0 | 0
8 | 4 | 23 | 0 | 0 | 35 | 1.5 | 0 | 35 | 0 | 0 | 0 | 0 | 0
8 | 5 | 0 | 0 | 0 | 34.4 | 1 | 0 | 34.4 | 0 | 0 | 0 | 0 | 0
8 | 5 | 1 | 0 | 0 | 33.3 | 2.1 | 0 | 33.3 | 0 | 0 | 0 | 0 | 0
8 | 5 | 2 | 0 | 0 | 33.3 | 1.5 | 0 | 33.3 | 0 | 0 | 0 | 0 | 0
8 | 5 | 3 | 0 | 0 | 32.8 | 1.5 | 0 | 32.8 | 0 | 0 | 0 | 0 | 0
8 | 5 | 4 | 0 | 0 | 32.2 | 1 | 0 | 32.2 | 0 | 0 | 0 | 0 | 0
8 | 5 | 5 | 2 | 0 | 32.2 | 1 | 0 | 32.2 | 0 | 0 | 0 | 0 | 0
8 | 5 | 6 | 266 | 41 | 32.2 | 1.5 | 31.419 | 31.595 | 263.965 | 203.442 | 1757.8594 | 1457.3665 | 1397.3965
8 | 5 | 7 | 374 | 116 | 32.2 | 1.5 | 194.749 | 36.359 | 1444.349 | 1359.161 | 2541.0574 | 2120.9086 | 2379.4995
8 | 5 | 8 | 567 | 217 | 33.9 | 2.1 | 476.649 | 45.332 | 3698.36 | 3552.88 | 4756.2141 | 4003.3534 | 4410.5738
8 | 5 | 9 | 750 | 151 | 34.4 | 2.1 | 667.427 | 51.265 | 5164.459 | 4970.468 | 7888.7578 | 6786.057 | 5851.5171
8 | 5 | 10 | 811 | 174 | 36.7 | 2.6 | 861.769 | 57.391 | 6556.796 | 6309.953 | 10043.6493 | 8738.5205 | 7267.325
8 | 5 | 11 | 799 | 207 | 37.8 | 3.1 | 966.281 | 60.06 | 7286.837 | 7009.641 | 10702.068 | 9320.2339 | 7898.2333
8 | 5 | 12 | 805 | 214 | 38.3 | 2.6 | 1009.363 | 62.884 | 7528.168 | 7240.538 | 10631.8971 | 9261.5064 | 7896.1944
8 | 5 | 13 | 797 | 199 | 39.4 | 3.1 | 963.889 | 61.869 | 7216.88 | 6942.671 | 10450.4165 | 9098.2173 | 7685.7223
8 | 5 | 14 | 781 | 180 | 40 | 2.6 | 855.715 | 61.156 | 6416.551 | 6175.33 | 10498.5432 | 9134.1379 | 7595.5013
8 | 5 | 15 | 772 | 162 | 40 | 3.6 | 711.905 | 56.016 | 5416.341 | 5213.278 | 9700.3094 | 8449.7457 | 6980.0333
8 | 5 | 16 | 717 | 111 | 40.6 | 3.6 | 474.267 | 51.397 | 3583.198 | 3441.218 | 7729.4496 | 6678.5477 | 5481.7861
8 | 5 | 17 | 608 | 75 | 40.6 | 3.1 | 236.174 | 46.177 | 1640.818 | 1551.063 | 5251.6853 | 4430.3285 | 3786.0581
8 | 5 | 18 | 276 | 52 | 40 | 3.6 | 45.67 | 40.671 | 336.822 | 274.914 | 1917.4606 | 1607.9484 | 1562.9573
8 | 5 | 19 | 5 | 0 | 38.9 | 2.1 | 0 | 38.9 | 0 | 0 | 32.7204 | 27.0584 | 21.1392
8 | 5 | 20 | 0 | 0 | 36.7 | 1.5 | 0 | 36.7 | 0 | 0 | 0 | 0 | 0
8 | 5 | 21 | 0 | 0 | 35 | 1.5 | 0 | 35 | 0 | 0 | 0 | 0 | 0
8 | 5 | 22 | 0 | 0 | 34.4 | 1.5 | 0 | 34.4 | 0 | 0 | 0 | 0 | 0
8 | 5 | 23 | 0 | 0 | 33.9 | 1 | 0 | 33.9 | 0 | 0 | 0 | 0 | 0
8 | 6 | 0 | 0 | 0 | 34.4 | 1 | 0 | 34.4 | 0 | 0 | 0 | 0 | 0
8 | 6 | 1 | 0 | 0 | 33.9 | 1 | 0 | 33.9 | 0 | 0 | 0 | 0 | 0
8 | 6 | 2 | 0 | 0 | 33.3 | 1 | 0 | 33.3 | 0 | 0 | 0 | 0 | 0
8 | 6 | 3 | 0 | 0 | 30 | 1.5 | 0 | 30 | 0 | 0 | 0 | 0 | 0
8 | 6 | 4 | 0 | 0 | 29.4 | 1 | 0 | 29.4 | 0 | 0 | 0 | 0 | 0
8 | 6 | 5 | 2 | 0 | 28.9 | 1 | 0 | 28.9 | 0 | 0 | 0 | 0 | 0
8 | 6 | 6 | 318 | 36 | 30 | 1.5 | 27.881 | 29.19 | 236.259 | 176.258 | 2104.8323 | 1745.7323 | 1588.985
8 | 6 | 7 | 592 | 66 | 32.2 | 1.5 | 204.417 | 36.617 | 1427.716 | 1342.909 | 4027.9511 | 3363.0385 | 3012.7327
8 | 6 | 8 | 720 | 94 | 34.4 | 2.6 | 439.952 | 44.329 | 3389.194 | 3253.009 | 6046.2787 | 5089.4627 | 4412.8577
8 | 6 | 9 | 787 | 123 | 36.1 | 2.6 | 665.501 | 51.834 | 5136.194 | 4943.208 | 8285.5306 | 7128.5177 | 5908.8625
8 | 6 | 10 | 823 | 156 | 37.8 | 2.6 | 855.896 | 58.334 | 6487.771 | 6243.703 | 10197.9003 | 8873.0961 | 7240.9385
8 | 6 | 11 | 842 | 171 | 39.4 | 2.6 | 973.692 | 62.928 | 7258.676 | 6982.685 | 11279.0737 | 9822.5344 | 8009.0449
8 | 6 | 12 | 843 | 178 | 40 | 2.6 | 1013.549 | 64.639 | 7505.857 | 7219.201 | 11139.3576 | 9704.0027 | 7964.3346
8 | 6 | 13 | 812 | 182 | 41.1 | 3.1 | 963.162 | 63.524 | 7163.501 | 6891.56 | 10657.4941 | 9279.0411 | 7698.0485
8 | 6 | 14 | 815 | 163 | 41.7 | 3.6 | 869.43 | 61.129 | 6519.931 | 6274.571 | 10955.1617 | 9531.5223 | 7759.9716
8 | 6 | 15 | 788 | 148 | 42.2 | 4.1 | 708.822 | 57.509 | 5360.435 | 5159.404 | 9902.1325 | 8625.6001 | 7009.252
8 | 6 | 16 | 754 | 96 | 42.2 | 3.1 | 479.487 | 53.673 | 3586.233 | 3444.161 | 8129.5652 | 7024.4525 | 5627.4173
8 | 6 | 17 | 643 | 64 | 41.7 | 3.6 | 237.127 | 47.046 | 1629.188 | 1539.708 | 5555.1047 | 4686.3913 | 3903.8784
8 | 6 | 18 | 293 | 47 | 41.1 | 2.6 | 41.983 | 41.86 | 304.219 | 242.933 | 2037.0074 | 1708.43 | 1607.0987
8 | 6 | 19 | 5 | 0 | 40 | 1.5 | 0 | 40 | 0 | 0 | 32.7789 | 27.1194 | 21.1728
8 | 6 | 20 | 0 | 0 | 37.2 | 1.5 | 0 | 37.2 | 0 | 0 | 0 | 0 | 0
8 | 6 | 21 | 0 | 0 | 36.1 | 0 | 0 | 36.1 | 0 | 0 | 0 | 0 | 0
8 | 6 | 22 | 0 | 0 | 36.1 | 0 | 0 | 36.1 | 0 | 0 | 0 | 0 | 0
8 | 6 | 23 | 0 | 0 | 35.6 | 1.5 | 0 | 35.6 | 0 | 0 | 0 | 0 | 0
8 | 7 | 0 | 0 | 0 | 35 | 1 | 0 | 35 | 0 | 0 | 0 | 0 | 0
8 | 7 | 1 | 0 | 0 | 32.2 | 1 | 0 | 32.2 | 0 | 0 | 0 | 0 | 0
8 | 7 | 2 | 0 | 0 | 32.2 | 0 | 0 | 32.2 | 0 | 0 | 0 | 0 | 0
8 | 7 | 3 | 0 | 0 | 31.7 | 1 | 0 | 31.7 | 0 | 0 | 0 | 0 | 0
8 | 7 | 4 | 0 | 0 | 31.7 | 1 | 0 | 31.7 | 0 | 0 | 0 | 0 | 0
8 | 7 | 5 | 2 | 0 | 28.9 | 1.5 | 0 | 28.9 | 0 | 0 | 0 | 0 | 0
8 | 7 | 6 | 337 | 33 | 30.6 | 2.1 | 25.41 | 29.84 | 214.826 | 155.227 | 2234.1051 | 1853.6905 | 1652.8756
8 | 7 | 7 | 642 | 56 | 33.3 | 2.1 | 209.435 | 37.501 | 1443.048 | 1357.89 | 4374.455 | 3653.5252 | 3170.3757
8 | 7 | 8 | 757 | 81 | 35.6 | 2.1 | 445.749 | 46.324 | 3403.613 | 3267.001 | 6364.1095 | 5357.2814 | 4526.8784
8 | 7 | 9 | 815 | 108 | 37.2 | 2.6 | 670.878 | 53.065 | 5152.151 | 4958.598 | 8588.2854 | 7390.2079 | 5994.8644
8 | 7 | 10 | 857 | 142 | 39.4 | 2.6 | 872.061 | 60.277 | 6559.33 | 6312.384 | 10625.0693 | 9245.1624 | 7407.1695
8 | 7 | 11 | 861 | 161 | 41.1 | 3.1 | 983.261 | 63.666 | 7308.228 | 7030.115 | 11534.6103 | 10044.8715 | 8097.8704
8 | 7 | 12 | 857 | 174 | 42.8 | 2.6 | 1024.838 | 67.622 | 7497.488 | 7211.196 | 11330.1665 | 9870.6839 | 8053.6943
8 | 7 | 13 | 828 | 174 | 43.3 | 3.1 | 971.875 | 65.882 | 7159.383 | 6887.617 | 10878.2312 | 9471.8603 | 7778.8134
8 | 7 | 14 | 837 | 156 | 43.9 | 4.1 | 882.441 | 62.792 | 6573.39 | 6325.876 | 11250.3283 | 9788.4741 | 7892.9459
8 | 7 | 15 | 833 | 135 | 43.9 | 3.6 | 728.576 | 60.299 | 5448.097 | 5243.875 | 10468.0692 | 9118.6088 | 7266.5367
8 | 7 | 16 | 741 | 99 | 43.3 | 4.6 | 476.259 | 53.321 | 3568.419 | 3426.885 | 7990.226 | 6904.18 | 5561.8591
8 | 7 | 17 | 628 | 67 | 43.3 | 3.1 | 234.226 | 48.915 | 1600.562 | 1511.754 | 5426.2987 | 4577.7979 | 3842.8449
8 | 7 | 18 | 285 | 43 | 42.8 | 2.6 | 38.575 | 43.55 | 276.752 | 215.987 | 1982.7153 | 1663.1072 | 1546.4124
8 | 7 | 19 | 4 | 0 | 41.1 | 1.5 | 0 | 41.1 | 0 | 0 | 26.2706 | 21.745 | 16.9654
8 | 7 | 20 | 0 | 0 | 37.8 | 1.5 | 0 | 37.8 | 0 | 0 | 0 | 0 | 0
8 | 7 | 21 | 0 | 0 | 37.2 | 0 | 0 | 37.2 | 0 | 0 | 0 | 0 | 0
8 | 7 | 22 | 0 | 0 | 37.8 | 3.6 | 0 | 37.8 | 0 | 0 | 0 | 0 | 0
8 | 7 | 23 | 0 | 0 | 35.6 | 1.5 | 0 | 35.6 | 0 | 0 | 0 | 0 | 0
8 | 8 | 0 | 0 | 0 | 34.4 | 1.5 | 0 | 34.4 | 0 | 0 | 0 | 0 | 0
8 | 8 | 1 | 0 | 0 | 33.9 | 2.1 | 0 | 33.9 | 0 | 0 | 0 | 0 | 0
8 | 8 | 2 | 0 | 0 | 33.9 | 3.6 | 0 | 33.9 | 0 | 0 | 0 | 0 | 0
8 | 8 | 3 | 0 | 0 | 33.3 | 2.1 | 0 | 33.3 | 0 | 0 | 0 | 0 | 0
8 | 8 | 4 | 0 | 0 | 32.8 | 1 | 0 | 32.8 | 0 | 0 | 0 | 0 | 0
8 | 8 | 5 | 1 | 0 | 32.8 | 1 | 0 | 32.8 | 0 | 0 | 0 | 0 | 0
8 | 8 | 6 | 211 | 45 | 32.8 | 2.1 | 34.492 | 32.372 | 288.979 | 227.983 | 1400.9869 | 1162.8909 | 1192.3584
8 | 8 | 7 | 437 | 137 | 35 | 2.6 | 229.793 | 39.52 | 1687.416 | 1596.558 | 2981.9668 | 2491.3317 | 2797.0128
8 | 8 | 8 | 696 | 122 | 37.2 | 2.6 | 456.729 | 47.618 | 3486.1 | 3347.036 | 5857.9432 | 4931.4748 | 4478.2348
8 | 8 | 9 | 513 | 238 | 38.9 | 4.1 | 589.672 | 51.088 | 4576.281 | 4402.631 | 5410.9538 | 4656.8946 | 4907.2175
8 | 8 | 10 | 211 | 475 | 39.4 | 3.6 | 636.804 | 53.353 | 4929.454 | 4743.732 | 2617.4156 | 2277.5821 | 4763.1208
8 | 8 | 11 | 814 | 202 | 41.1 | 3.1 | 980.376 | 63.14 | 7302.582 | 7024.71 | 10905.8743 | 9497.1578 | 7989.1074
8 | 8 | 12 | 765 | 238 | 41.7 | 3.1 | 1007.033 | 64.963 | 7448.016 | 7163.874 | 10119.1665 | 8816.0898 | 7744.7894
8 | 8 | 13 | 786 | 225 | 42.2 | 3.6 | 990.102 | 64.141 | 7345.806 | 7066.079 | 10336.7317 | 9001.0378 | 7790.1703
8 | 8 | 14 | 766 | 206 | 42.8 | 3.6 | 876.037 | 62.399 | 6537.048 | 6291 | 10295.3795 | 8957.7693 | 7645.5337
8 | 8 | 15 | 750 | 175 | 43.3 | 2.1 | 711.5 | 62.137 | 5284.803 | 5086.504 | 9425.1114 | 8210.106 | 6899.5479
8 | 8 | 16 | 705 | 120 | 42.8 | 3.1 | 478.195 | 54.257 | 3576.386 | 3434.612 | 7602.4362 | 6569.1599 | 5463.6804
8 | 8 | 17 | 310 | 154 | 43.3 | 3.1 | 222.583 | 48.661 | 1634.499 | 1544.894 | 2678.8277 | 2259.9656 | 2692.8241
8 | 8 | 18 | 9 | 18 | 42.2 | 2.6 | 16.433 | 42.364 | 131.707 | 73.652 | 62.6515 | 52.5585 | 156.2228
8 | 8 | 19 | 0 | 0 | 38.3 | 8.2 | 0 | 38.3 | 0 | 0 | 0 | 0 | 0
8 | 8 | 20 | 0 | 0 | 37.2 | 3.1 | 0 | 37.2 | 0 | 0 | 0 | 0 | 0
8 | 8 | 21 | 0 | 0 | 37.2 | 4.1 | 0 | 37.2 | 0 | 0 | 0 | 0 | 0
8 | 8 | 22 | 0 | 0 | 36.1 | 1 | 0 | 36.1 | 0 | 0 | 0 | 0 | 0
8 | 8 | 23 | 0 | 0 | 35.6 | 2.1 | 0 | 35.6 | 0 | 0 | 0 | 0 | 0
8 | 9 | 0 | 0 | 0 | 35.6 | 1.5 | 0 | 35.6 | 0 | 0 | 0 | 0 | 0
8 | 9 | 1 | 0 | 0 | 35 | 1 | 0 | 35 | 0 | 0 | 0 | 0 | 0
8 | 9 | 2 | 0 | 0 | 33.9 | 1.5 | 0 | 33.9 | 0 | 0 | 0 | 0 | 0
8 | 9 | 3 | 0 | 0 | 33.3 | 0.5 | 0 | 33.3 | 0 | 0 | 0 | 0 | 0
8 | 9 | 4 | 0 | 0 | 32.8 | 1.5 | 0 | 32.8 | 0 | 0 | 0 | 0 | 0
8 | 9 | 5 | 0 | 0 | 31.7 | 1 | 0 | 31.7 | 0 | 0 | 0 | 0 | 0
8 | 9 | 6 | 0 | 25 | 31.7 | 0.5 | 22.213 | 30.468 | 187.372 | 128.285 | 0 | 0 | 160.5053
8 | 9 | 7 | 0 | 101 | 33.3 | 1.5 | 89.385 | 34.488 | 743.182 | 673.218 | 0 | 0 | 650.3665
8 | 9 | 8 | 0 | 231 | 33.9 | 1.5 | 206.884 | 38.661 | 1694.131 | 1603.115 | 0 | 0 | 1517.0647
8 | 9 | 9 | 31 | 392 | 36.1 | 2.1 | 378.963 | 45.168 | 3027.073 | 2901.36 | 327.2875 | 281.725 | 2808.3657
8 | 9 | 10 | 192 | 467 | 37.2 | 3.1 | 614.015 | 50.878 | 4799.01 | 4617.796 | 2383.0297 | 2073.7174 | 4567.2474
8 | 9 | 11 | 254 | 426 | 37.8 | 2.6 | 668.398 | 53.999 | 5163.8 | 4969.832 | 3403.3283 | 2963.6652 | 4918.2536
8 | 9 | 12 | 317 | 554 | 39.4 | 3.6 | 868.692 | 58.295 | 6599.707 | 6351.129 | 4195.4159 | 3655.3291 | 6253.1796
8 | 9 | 13 | 387 | 487 | 40.6 | 3.6 | 857.099 | 59.616 | 6476.726 | 6233.101 | 5094.5645 | 4436.6137 | 6352.2899
8 | 9 | 14 | 662 | 217 | 41.1 | 3.1 | 798.955 | 59.746 | 6026.17 | 5800.248 | 8896.9394 | 7741.1823 | 6867.4867
8 | 9 | 15 | 730 | 170 | 41.7 | 3.1 | 693.33 | 57.972 | 5236.33 | 5039.772 | 9173.521 | 7990.9321 | 6713.1759
8 | 9 | 16 | 696 | 149 | 41.7 | 3.1 | 501.664 | 53.618 | 3768.495 | 3620.861 | 7505.3903 | 6485.3049 | 5597.1693
8 | 9 | 17 | 409 | 144 | 41.7 | 3.6 | 242.602 | 47.207 | 1763.349 | 1670.68 | 3534.4459 | 2981.81 | 3163.4394
8 | 9 | 18 | 41 | 66 | 41.1 | 2.6 | 54.687 | 42.177 | 437.485 | 373.634 | 285.5801 | 239.6004 | 608.5707
8 | 9 | 19 | 2 | 2 | 40.6 | 1.5 | 1.834 | 39.809 | 14.958 | 0 | 13.1837 | 10.923 | 21.3377
8 | 9 | 20 | 0 | 0 | 40 | 1.5 | 0 | 40 | 0 | 0 | 0 | 0 | 0
8 | 9 | 21 | 0 | 0 | 33.9 | 9.3 | 0 | 33.9 | 0 | 0 | 0 | 0 | 0
8 | 9 | 22 | 0 | 0 | 33.3 | 1.5 | 0 | 33.3 | 0 | 0 | 0 | 0 | 0
8 | 9 | 23 | 0 | 0 | 32.2 | 3.1 | 0 | 32.2 | 0 | 0 | 0 | 0 | 0
8 | 10 | 0 | 0 | 0 | 28.9 | 4.1 | 0 | 28.9 | 0 | 0 | 0 | 0 | 0
8 | 10 | 1 | 0 | 0 | 30 | 1.5 | 0 | 30 | 0 | 0 | 0 | 0 | 0
8 | 10 | 2 | 0 | 0 | 29.4 | 1.5 | 0 | 29.4 | 0 | 0 | 0 | 0 | 0
8 | 10 | 3 | 0 | 0 | 28.9 | 2.1 | 0 | 28.9 | 0 | 0 | 0 | 0 | 0
8 | 10 | 4 | 0 | 0 | 28.9 | 1.5 | 0 | 28.9 | 0 | 0 | 0 | 0 | 0
8 | 10 | 5 | 0 | 0 | 28.9 | 1.5 | 0 | 28.9 | 0 | 0 | 0 | 0 | 0
8 | 10 | 6 | 4 | 32 | 28.9 | 1 | 28.488 | 27.938 | 242.476 | 182.358 | 26.6408 | 22.1303 | 222.6557
8 | 10 | 7 | 0 | 116 | 30 | 1.5 | 102.331 | 31.449 | 860.184 | 787.796 | 0 | 0 | 747.0713
8 | 10 | 8 | 187 | 280 | 32.8 | 3.1 | 348.312 | 39.897 | 2803.511 | 2684.04 | 1577.5642 | 1328.2316 | 2829.1886
8 | 10 | 9 | 398 | 303 | 34.4 | 4.1 | 567.628 | 45.915 | 4499.514 | 4328.433 | 4205.9578 | 3621.0545 | 4599.103
8 | 10 | 10 | 453 | 408 | 35 | 2.6 | 786.654 | 53.801 | 6075.819 | 5847.98 | 5625.5197 | 4895.5515 | 6144.4091
8 | 10 | 11 | 769 | 181 | 37.2 | 3.1 | 921.027 | 58.36 | 6993.127 | 6728.36 | 10304.5289 | 8973.1729 | 7482.8104
8 | 10 | 12 | 832 | 186 | 37.8 | 4.1 | 1016.773 | 59.317 | 7692.832 | 7397.969 | 11017.3155 | 9599.4662 | 7943.7501
8 | 10 | 13 | 825 | 184 | 39.4 | 3.6 | 982.79 | 61.264 | 7376.626 | 7095.571 | 10871.4348 | 9468.2322 | 7841.4129
8 | 10 | 14 | 810 | 162 | 40.6 | 5.2 | 868.393 | 57.595 | 6604.905 | 6356.117 | 10885.085 | 9471.289 | 7710.6516
8 | 10 | 15 | 776 | 139 | 41.7 | 5.2 | 694.524 | 55.345 | 5297.642 | 5098.881 | 9750.9513 | 8493.8834 | 6857.2143
8 | 10 | 16 | 700 | 96 | 41.7 | 4.6 | 453.63 | 51.2 | 3428.138 | 3290.8 | 7548.1354 | 6522.1813 | 5270.6187
8 | 10 | 17 | 525 | 126 | 41.7 | 4.1 | 258.113 | 47.181 | 1840.808 | 1746.27 | 4536.7819 | 3827.4147 | 3673.397
8 | 10 | 18 | 40 | 44 | 30 | 11.3 | 37.813 | 29.983 | 315.048 | 253.556 | 278.7672 | 233.9083 | 462.2671
8 | 10 | 19 | 0 | 0 | 34.4 | 4.1 | 0 | 34.4 | 0 | 0 | 0 | 0 | 0
8 | 10 | 20 | 0 | 0 | 35 | 3.6 | 0 | 35 | 0 | 0 | 0 | 0 | 0
8 | 10 | 21 | 0 | 0 | 33.3 | 2.6 | 0 | 33.3 | 0 | 0 | 0 | 0 | 0
8 | 10 | 22 | 0 | 0 | 34.4 | 2.1 | 0 | 34.4 | 0 | 0 | 0 | 0 | 0
8 | 10 | 23 | 0 | 0 | 35 | 5.2 | 0 | 35 | 0 | 0 | 0 | 0 | 0
8 | 11 | 0 | 0 | 0 | 35 | 2.6 | 0 | 35 | 0 | 0 | 0 | 0 | 0
8 | 11 | 1 | 0 | 0 | 32.2 | 2.1 | 0 | 32.2 | 0 | 0 | 0 | 0 | 0
8 | 11 | 2 | 0 | 0 | 31.7 | 1.5 | 0 | 31.7 | 0 | 0 | 0 | 0 | 0
8 | 11 | 3 | 0 | 0 | 30 | 1.5 | 0 | 30 | 0 | 0 | 0 | 0 | 0
8 | 11 | 4 | 0 | 0 | 30 | 1.5 | 0 | 30 | 0 | 0 | 0 | 0 | 0
8 | 11 | 5 | 7 | 1 | 30.6 | 1.5 | 0.917 | 29.039 | 7.776 | 0 | 0 | 0 | 0
8 | 11 | 6 | 263 | 60 | 31.1 | 3.1 | 46.598 | 30.958 | 392.382 | 329.406 | 1754.2871 | 1457.8197 | 1515.9606
8 | 11 | 7 | 372 | 134 | 32.2 | 2.6 | 213.373 | 36.278 | 1601.239 | 1512.415 | 2549.701 | 2132.2486 | 2499.2733
8 | 11 | 8 | 628 | 129 | 33.3 | 3.6 | 434.12 | 42.169 | 3390.573 | 3254.346 | 5304.1882 | 4466.1772 | 4176.3178
8 | 11 | 9 | 755 | 160 | 36.1 | 3.6 | 687.858 | 50.818 | 5335.383 | 5135.259 | 7986.2916 | 6876.86 | 5969.9406
8 | 11 | 10 | 641 | 279 | 37.8 | 3.6 | 832.209 | 55.998 | 6370.233 | 6130.854 | 7964.461 | 6931.2931 | 6704.8542
8 | 11 | 11 | 598 | 332 | 38.9 | 2.6 | 913.418 | 61.062 | 6861.776 | 6602.473 | 8013.6827 | 6978.1958 | 7097.0661
8 | 11 | 12 | 672 | 414 | 41.1 | 3.6 | 1090.197 | 64.906 | 8065.34 | 7753.775 | 8903.5307 | 7758.0527 | 8181.4958
8 | 11 | 13 | 460 | 444 | 41.1 | 4.6 | 893.03 | 59.704 | 6745.787 | 6491.26 | 6067.7509 | 5285.0466 | 6656.9067
8 | 11 | 14 | 328 | 293 | 41.7 | 4.1 | 575.079 | 54.384 | 4432.464 | 4263.609 | 4407.3732 | 3835.0336 | 4641.4535
8 | 11 | 15 | 369 | 225 | 41.7 | 3.6 | 489.809 | 52.573 | 3786.262 | 3638.08 | 4636.2577 | 4038.5326 | 4321.7238
8 | 11 | 16 | 681 | 117 | 42.2 | 3.1 | 464.212 | 52.88 | 3491.239 | 3352.021 | 7342.4882 | 6344.3692 | 5284.2418
8 | 11 | 17 | 550 | 65 | 42.2 | 3.6 | 211.373 | 46.981 | 1461.166 | 1375.592 | 4752.446 | 4009.3245 | 3407.2158
8 | 11 | 18 | 199 | 40 | 41.1 | 2.6 | 34.196 | 41.608 | 256.526 | 196.144 | 1387.568 | 1164.3913 | 1145.8468
8 | 11 | 19 | 0 | 0 | 37.8 | 2.6 | 0 | 37.8 | 0 | 0 | 0 | 0 | 0
8 | 11 | 20 | 0 | 0 | 37.2 | 2.1 | 0 | 37.2 | 0 | 0 | 0 | 0 | 0
8 | 11 | 21 | 0 | 0 | 35.6 | 2.1 | 0 | 35.6 | 0 | 0 | 0 | 0 | 0
8 | 11 | 22 | 0 | 0 | 34.4 | 1 | 0 | 34.4 | 0 | 0 | 0 | 0 | 0
8 | 11 | 23 | 0 | 0 | 35 | 1.5 | 0 | 35 | 0 | 0 | 0 | 0 | 0
8 | 12 | 0 | 0 | 0 | 33.9 | 1 | 0 | 33.9 | 0 | 0 | 0 | 0 | 0
8 | 12 | 1 | 0 | 0 | 33.3 | 1 | 0 | 33.3 | 0 | 0 | 0 | 0 | 0
8 | 12 | 2 | 0 | 0 | 32.8 | 1.5 | 0 | 32.8 | 0 | 0 | 0 | 0 | 0
8 | 12 | 3 | 0 | 0 | 32.8 | 1 | 0 | 32.8 | 0 | 0 | 0 | 0 | 0
8 | 12 | 4 | 0 | 0 | 32.2 | 2.1 | 0 | 32.2 | 0 | 0 | 0 | 0 | 0
8 | 12 | 5 | 2 | 0 | 32.8 | 1.5 | 0 | 32.8 | 0 | 0 | 0 | 0 | 0
8 | 12 | 6 | 154 | 41 | 32.2 | 3.1 | 32.968 | 31.777 | 276.799 | 216.034 | 1028.7598 | 855.219 | 926.2422
8 | 12 | 7 | 591 | 74 | 32.8 | 4.1 | 216.095 | 36.392 | 1528.661 | 1441.529 | 4056.7836 | 3393.6644 | 3079.2999
8 | 12 | 8 | 732 | 99 | 34.4 | 4.6 | 457.067 | 43.055 | 3545.496 | 3404.652 | 6189.9805 | 5212.4073 | 4535.0445
8 | 12 | 9 | 807 | 130 | 36.1 | 4.6 | 694.283 | 49.866 | 5402.715 | 5200.148 | 8544.5588 | 7358.8518 | 6113.0586
8 | 12 | 10 | 851 | 152 | 37.8 | 4.1 | 884.881 | 56.322 | 6762.319 | 6507.114 | 10579.3511 | 9207.3735 | 7446.418
8 | 12 | 11 | 862 | 175 | 38.3 | 3.6 | 1006.215 | 60.42 | 7577.691 | 7287.896 | 11552.2015 | 10059.3391 | 8202.4161
8 | 12 | 12 | 589 | 342 | 38.9 | 3.6 | 940.807 | 59.901 | 7101.872 | 6832.538 | 7808.2224 | 6803.9446 | 7034.3084
8 | 12 | 13 | 852 | 183 | 40 | 5.2 | 1010.174 | 59.528 | 7635.065 | 7342.751 | 11249.8156 | 9799.5532 | 8064.8889
8 | 12 | 14 | 832 | 150 | 40.6 | 3.1 | 877.397 | 61.223 | 6577.765 | 6330.074 | 11178.4959 | 9727.1657 | 7809.1393
8 | 12 | 15 | 794 | 133 | 40.6 | 3.6 | 702.576 | 56.462 | 5335.421 | 5135.296 | 9974.7334 | 8688.6602 | 6953.1758
8 | 12 | 16 | 725 | 96 | 40.6 | 4.6 | 466.696 | 50.353 | 3537.69 | 3397.08 | 7815.6531 | 6753.025 | 5434.8376
8 | 12 | 17 | 608 | 60 | 40 | 3.6 | 223.706 | 44.987 | 1547.626 | 1460.054 | 5252.8994 | 4431.4605 | 3688.0871
8 | 12 | 18 | 230 | 49 | 39.4 | 4.6 | 41.667 | 39.863 | 316.951 | 255.423 | 1604.4652 | 1346.518 | 1342.6186
8 | 12 | 19 | 0 | 0 | 38.9 | 3.1 | 0 | 38.9 | 0 | 0 | 0 | 0 | 0
8 | 12 | 20 | 0 | 0 | 37.8 | 3.1 | 0 | 37.8 | 0 | 0 | 0 | 0 | 0
8 | 12 | 21 | 0 | 0 | 37.2 | 5.2 | 0 | 37.2 | 0 | 0 | 0 | 0 | 0
8 | 12 | 22 | 0 | 0 | 35.6 | 2.1 | 0 | 35.6 | 0 | 0 | 0 | 0 | 0
8 | 12 | 23 | 0 | 0 | 34.4 | 3.6 | 0 | 34.4 | 0 | 0 | 0 | 0 | 0
8 | 13 | 0 | 0 | 0 | 32.2 | 1.5 | 0 | 32.2 | 0 | 0 | 0 | 0 | 0
8 | 13 | 1 | 0 | 0 | 31.1 | 1.5 | 0 | 31.1 | 0 | 0 | 0 | 0 | 0
8 | 13 | 2 | 0 | 0 | 31.1 | 1 | 0 | 31.1 | 0 | 0 | 0 | 0 | 0
8 | 13 | 3 | 0 | 0 | 31.1 | 0 | 0 | 31.1 | 0 | 0 | 0 | 0 | 0
8 | 13 | 4 | 0 | 0 | 31.1 | 2.6 | 0 | 31.1 | 0 | 0 | 0 | 0 | 0
8 | 13 | 5 | 4 | 0 | 30 | 1.5 | 0 | 30 | 0 | 0 | 0 | 0 | 0
8 | 13 | 6 | 143 | 33 | 30.6 | 2.1 | 25.199 | 29.835 | 213.047 | 153.481 | 956.6835 | 795.5888 | 828.3136
8 | 13 | 7 | 168 | 88 | 31.1 | 1.5 | 122.101 | 33.143 | 946.772 | 872.56 | 1154.9242 | 966.4466 | 1307.7421
8 | 13 | 8 | 434 | 170 | 31.7 | 2.1 | 377.722 | 40.429 | 2991.518 | 2866.808 | 3674.44 | 3094.3826 | 3422.7478
8 | 13 | 9 | 738 | 170 | 33.3 | 2.6 | 688.887 | 49.44 | 5373.674 | 5172.163 | 7821.5203 | 6737.3229 | 5934.8149
8 | 13 | 10 | 760 | 184 | 33.9 | 2.6 | 844.929 | 54.321 | 6508.83 | 6263.916 | 9453.0264 | 8227.471 | 6975.4576
8 | 13 | 11 | 790 | 201 | 35.6 | 2.1 | 964.79 | 60.419 | 7265.949 | 6989.646 | 10587.8644 | 9219.4996 | 7789.0705
8 | 13 | 12 | 812 | 201 | 36.1 | 2.1 | 1016.21 | 62.385 | 7594.924 | 7304.374 | 10770.5939 | 9385.6628 | 7894.1961
8 | 13 | 13 | 687 | 284 | 37.2 | 2.6 | 959.747 | 60.838 | 7216.497 | 6942.304 | 9080.2141 | 7910.3655 | 7420.1697
8 | 13 | 14 | 812 | 173 | 37.8 | 3.1 | 883.766 | 58.508 | 6698.074 | 6445.498 | 10908.497 | 9492.5519 | 7798.3923
8 | 13 | 15 | 786 | 131 | 38.3 | 2.6 | 695.553 | 55.732 | 5297.381 | 5098.629 | 9872.4832 | 8599.4788 | 6877.6253
8 | 13 | 16 | 718 | 94 | 38.3 | 3.6 | 461.396 | 48.77 | 3518.593 | 3378.556 | 7738.543 | 6686.1483 | 5374.2629
8 | 13 | 17 | 604 | 65 | 38.3 | 4.1 | 225.741 | 43.04 | 1576.74 | 1488.489 | 5217.3304 | 4401.364 | 3698.7136
8 | 13 | 18 | 254 | 41 | 37.8 | 3.1 | 35.549 | 38.182 | 267.607 | 207.016 | 1772.6342 | 1487.766 | 1398.5052
8 | 13 | 19 | 0 | 0 | 36.1 | 1.5 | 0 | 36.1 | 0 | 0 | 0 | 0 | 0
8 | 13 | 20 | 0 | 0 | 35.6 | 1 | 0 | 35.6 | 0 | 0 | 0 | 0 | 0
8 | 13 | 21 | 0 | 0 | 32.8 | 13.9 | 0 | 32.8 | 0 | 0 | 0 | 0 | 0
8 | 13 | 22 | 0 | 0 | 28.3 | 10.3 | 0 | 28.3 | 0 | 0 | 0 | 0 | 0
8 | 13 | 23 | 0 | 0 | 26.1 | 3.1 | 0 | 26.1 | 0 | 0 | 0 | 0 | 0
8 | 14 | 0 | 0 | 0 | 25.6 | 2.1 | 0 | 25.6 | 0 | 0 | 0 | 0 | 0
8 | 14 | 1 | 0 | 0 | 25.6 | 2.1 | 0 | 25.6 | 0 | 0 | 0 | 0 | 0
8 | 14 | 2 | 0 | 0 | 26.1 | 2.1 | 0 | 26.1 | 0 | 0 | 0 | 0 | 0
8 | 14 | 3 | 0 | 0 | 26.1 | 1.5 | 0 | 26.1 | 0 | 0 | 0 | 0 | 0
8 | 14 | 4 | 0 | 0 | 26.1 | 1.5 | 0 | 26.1 | 0 | 0 | 0 | 0 | 0
8 | 14 | 5 | 0 | 0 | 25.6 | 3.6 | 0 | 25.6 | 0 | 0 | 0 | 0 | 0
8 | 14 | 6 | 0 | 13 | 25.6 | 2.1 | 11.52 | 24.278 | 99.325 | 41.865 | 0 | 0 | 83.5324
8 | 14 | 7 | 0 | 24 | 25.6 | 2.1 | 21.313 | 24.576 | 183.566 | 124.55 | 0 | 0 | 154.6625
8 | 14 | 8 | 0 | 67 | 25 | 2.1 | 59.783 | 25.016 | 514.108 | 448.755 | 0 | 0 | 440.2245
8 | 14 | 9 | 2 | 287 | 26.7 | 3.1 | 262.292 | 31.616 | 2203.352 | 2099.795 | 21.217 | 18.2791 | 1922.2994
8 | 14 | 10 | 9 | 397 | 28.9 | 3.1 | 373.478 | 36.886 | 3078.149 | 2950.986 | 112.0015 | 97.485 | 2719.3218
8 | 14 | 11 | 418 | 369 | 31.1 | 4.1 | 782.882 | 47.061 | 6211.497 | 5978.376 | 5602.4565 | 4878.3439 | 5876.3618
8 | 14 | 12 | 335 | 480 | 32.2 | 3.1 | 819.368 | 51.263 | 6398.453 | 6157.953 | 4446.0821 | 3874.5169 | 5911.4455
8 | 14 | 13 | 592 | 418 | 33.3 | 3.1 | 998.391 | 56.272 | 7644.661 | 7351.924 | 7832.3297 | 6823.8546 | 7556.5439
8 | 14 | 14 | 203 | 393 | 33.9 | 3.1 | 558.339 | 47.696 | 4417.46 | 4249.102 | 2726.7694 | 2372.9202 | 4286.2221
8 | 14 | 15 | 358 | 281 | 34.4 | 3.1 | 529.312 | 46.593 | 4188.783 | 4027.89 | 4495.6576 | 3915.9024 | 4610.2165
8 | 14 | 16 | 657 | 181 | 35.6 | 2.1 | 510.123 | 48.787 | 3912.664 | 3760.55 | 7079.193 | 6116.1769 | 5548.8259
8 | 14 | 17 | 529 | 90 | 35.6 | 4.1 | 229.157 | 40.439 | 1649.985 | 1560.014 | 4568.3323 | 3853.7645 | 3456.3511
8 | 14 | 18 | 131 | 59 | 35 | 3.1 | 48.508 | 35.583 | 389.92 | 326.991 | 914.5789 | 767.6564 | 965.7549
8 | 14 | 19 | 0 | 3 | 34.4 | 2.1 | 2.752 | 33.363 | 22.971 | 0 | 0 | 0 | 19.2623
8 | 14 | 20 | 0 | 0 | 33.9 | 2.1 | 0 | 33.9 | 0 | 0 | 0 | 0 | 0
8 | 14 | 21 | 0 | 0 | 32.2 | 2.6 | 0 | 32.2 | 0 | 0 | 0 | 0 | 0
8 | 14 | 22 | 0 | 0 | 31.7 | 1.5 | 0 | 31.7 | 0 | 0 | 0 | 0 | 0
8 | 14 | 23 | 0 | 0 | 30.6 | 4.6 | 0 | 30.6 | 0 | 0 | 0 | 0 | 0
8 | 15 | 0 | 0 | 0 | 29.4 | 3.6 | 0 | 29.4 | 0 | 0 | 0 | 0 | 0
8 | 15 | 1 | 0 | 0 | 28.9 | 1.5 | 0 | 28.9 | 0 | 0 | 0 | 0 | 0
8 | 15 | 2 | 0 | 0 | 28.3 | 1 | 0 | 28.3 | 0 | 0 | 0 | 0 | 0
8 | 15 | 3 | 0 | 0 | 27.8 | 1.5 | 0 | 27.8 | 0 | 0 | 0 | 0 | 0
8 | 15 | 4 | 0 | 0 | 27.2 | 3.1 | 0 | 27.2 | 0 | 0 | 0 | 0 | 0
8 | 15 | 5 | 0 | 0 | 26.7 | 3.1 | 0 | 26.7 | 0 | 0 | 0 | 0 | 0
8 | 15 | 6 | 265 | 37 | 26.7 | 2.6 | 28.622 | 25.937 | 245.342 | 185.17 | 1777.9736 | 1479.6175 | 1382.6766
8 | 15 | 7 | 599 | 62 | 28.3 | 2.6 | 209.336 | 32.136 | 1494.018 | 1407.688 | 4130.2148 | 3458.3388 | 3047.2287
8 | 15 | 8 | 743 | 94 | 30.6 | 3.1 | 461.141 | 40.47 | 3613.349 | 3470.457 | 6305.8927 | 5311.3151 | 4574.4676
8 | 15 | 9 | 797 | 139 | 32.2 | 3.1 | 700.672 | 47.973 | 5494.473 | 5288.552 | 8463.1147 | 7292.5332 | 6122.1756
8 | 15 | 10 | 675 | 204 | 33.3 | 3.1 | 795.873 | 51.658 | 6195.607 | 5963.108 | 8404.3634 | 7315.3859 | 6471.6118
8 | 15 | 11 | 724 | 286 | 33.9 | 4.1 | 995.428 | 54.854 | 7663.847 | 7370.265 | 9704.1779 | 8449.8363 | 7819.0485
8 | 15 | 12 | 537 | 334 | 35.6 | 3.6 | 885.789 | 55.515 | 6803.611 | 6546.709 | 7131.1191 | 6214.5567 | 6569.2916
8 | 15 | 13 | 707 | 307 | 36.7 | 3.1 | 1002.876 | 59.811 | 7571.95 | 7282.407 | 9362.9705 | 8158.0876 | 7745.9828
8 | 15 | 14 | 837 | 196 | 36.7 | 3.6 | 929.045 | 57.497 | 7069.895 | 6801.908 | 11241.2811 | 9782.9255 | 8154.6572
8 | 15 | 15 | 748 | 164 | 37.2 | 3.1 | 704.031 | 54 | 5401.086 | 5198.579 | 9390.7713 | 8179.5881 | 6805.0807
8 | 15 | 16 | 729 | 106 | 37.2 | 3.1 | 478.497 | 48.598 | 3653.954 | 3509.828 | 7852.4553 | 6783.8612 | 5524.1885
8 | 15 | 17 | 608 | 64 | 36.7 | 3.1 | 225.616 | 41.95 | 1580.024 | 1491.696 | 5248.9302 | 4427.7613 | 3712.019
8 | 15 | 18 | 288 | 30 | 36.1 | 3.1 | 26.835 | 36.215 | 197.471 | 138.196 | 2011.3535 | 1688.3431 | 1480.0769
8 | 15 | 19 | 0 | 0 | 35.6 | 2.1 | 0 | 35.6 | 0 | 0 | 0 | 0 | 0
8 | 15 | 20 | 0 | 0 | 33.9 | 0 | 0 | 33.9 | 0 | 0 | 0 | 0 | 0
8 | 15 | 21 | 0 | 0 | 33.3 | 0 | 0 | 33.3 | 0 | 0 | 0 | 0 | 0
8 | 15 | 22 | 0 | 0 | 32.2 | 0 | 0 | 32.2 | 0 | 0 | 0 | 0 | 0
8 | 15 | 23 | 0 | 0 | 30.6 | 1 | 0 | 30.6 | 0 | 0 | 0 | 0 | 0
8 | 16 | 0 | 0 | 0 | 30.6 | 1 | 0 | 30.6 | 0 | 0 | 0 | 0 | 0
8 | 16 | 1 | 0 | 0 | 28.3 | 1 | 0 | 28.3 | 0 | 0 | 0 | 0 | 0
8 | 16 | 2 | 0 | 0 | 27.8 | 1 | 0 | 27.8 | 0 | 0 | 0 | 0 | 0
8 | 16 | 3 | 0 | 0 | 26.7 | 1 | 0 | 26.7 | 0 | 0 | 0 | 0 | 0
8 | 16 | 4 | 0 | 0 | 26.1 | 1.5 | 0 | 26.1 | 0 | 0 | 0 | 0 | 0
8 | 16 | 5 | 1 | 1 | 25.6 | 1 | 0.917 | 23.591 | 7.927 | 0 | 0 | 0 | 0
8 | 16 | 6 | 351 | 32 | 25.6 | 1.5 | 25.222 | 24.528 | 217.27 | 157.625 | 2358.2691 | 1963.1972 | 1723.9221
8 | 16 | 7 | 674 | 51 | 27.8 | 1.5 | 219.816 | 32.521 | 1547.78 | 1460.204 | 4654.3156 | 3898.3735 | 3311.5719
8 | 16 | 8 | 802 | 78 | 29.4 | 2.1 | 475.147 | 40.845 | 3712.136 | 3566.234 | 6814.9663 | 5740.6087 | 4788.57
8 | 16 | 9 | 870 | 108 | 31.7 | 2.6 | 718.445 | 48.772 | 5614.155 | 5403.816 | 9247.1553 | 7969.5217 | 6397.1713
8 | 16 | 10 | 912 | 127 | 33.3 | 1.5 | 911.493 | 58.663 | 6901.966 | 6640.998 | 11360.852 | 9889.2045 | 7754.7823
8 | 16 | 11 | 930 | 132 | 34.4 | 2.6 | 1024.982 | 59.336 | 7752.674 | 7455.161 | 12465.7391 | 10854.3528 | 8471.4408
8 | 16 | 12 | 930 | 144 | 36.1 | 2.6 | 1069.572 | 62.208 | 7999.549 | 7690.968 | 12357.1451 | 10769.1138 | 8478.9347
8 | 16 | 13 | 941 | 129 | 36.7 | 2.6 | 1036.912 | 62.169 | 7754.835 | 7457.226 | 12473.9111 | 10869.4992 | 8449.0446
8 | 16 | 14 | 915 | 116 | 37.8 | 4.1 | 911.534 | 57.442 | 6936.996 | 6674.571 | 12286.9407 | 10693.416 | 8256.8192
8 | 16 | 15 | 884 | 72 | 37.8 | 2.6 | 703.04 | 55.471 | 5355.56 | 5154.706 | 11094.9245 | 9663.7273 | 7226.7388
8 | 16 | 16 | 823 | 64 | 38.3 | 2.6 | 483.77 | 50.492 | 3653.28 | 3509.176 | 8861.6194 | 7655.1805 | 5864.0113
8 | 16 | 17 | 699 | 38 | 37.8 | 2.6 | 226.836 | 43.461 | 1544.135 | 1456.644 | 6032.3156 | 5088.3949 | 4032.1634
8 | 16 | 18 | 351 | 21 | 37.8 | 4.6 | 21.157 | 37.794 | 146.502 | 88.174 | 2452.0569 | 2058.3823 | 1703.792
8 | 16 | 19 | 0 | 0 | 36.1 | 2.1 | 0 | 36.1 | 0 | 0 | 0 | 0 | 0
8 | 16 | 20 | 0 | 0 | 35 | 0 | 0 | 35 | 0 | 0 | 0 | 0 | 0
8 | 16 | 21 | 0 | 0 | 31.7 | 0 | 0 | 31.7 | 0 | 0 | 0 | 0 | 0
8 | 16 | 22 | 0 | 0 | 29.4 | 0 | 0 | 29.4 | 0 | 0 | 0 | 0 | 0
8 | 16 | 23 | 0 | 0 | 30 | 1.5 | 0 | 30 | 0 | 0 | 0 | 0 | 0
8 | 17 | 0 | 0 | 0 | 30 | 1.5 | 0 | 30 | 0 | 0 | 0 | 0 | 0
8 | 17 | 1 | 0 | 0 | 28.9 | 1.5 | 0 | 28.9 | 0 | 0 | 0 | 0 | 0
8 | 17 | 2 | 0 | 0 | 27.2 | 2.6 | 0 | 27.2 | 0 | 0 | 0 | 0 | 0
8 | 17 | 3 | 0 | 0 | 26.1 | 1.5 | 0 | 26.1 | 0 | 0 | 0 | 0 | 0
8 | 17 | 4 | 0 | 0 | 25.6 | 2.1 | 0 | 25.6 | 0 | 0 | 0 | 0 | 0
8 | 17 | 5 | 4 | 0 | 25 | 1.5 | 0 | 25 | 0 | 0 | 0 | 0 | 0
8 | 17 | 6 | 451 | 27 | 25 | 1.5 | 22.989 | 23.836 | 198.511 | 139.217 | 3034.2931 | 2526.7993 | 2126.6178
8 | 17 | 7 | 741 | 41 | 27.2 | 1 | 229.007 | 32.647 | 1595.745 | 1507.049 | 5124.6321 | 4293.5948 | 3547.7053
8 | 17 | 8 | 857 | 70 | 29.4 | 1.5 | 494.846 | 42.477 | 3839.705 | 3689.866 | 7291.2671 | 6142.3916 | 5034.6323
8 | 17 | 9 | 912 | 97 | 32.2 | 1.5 | 738.239 | 52.522 | 5685.753 | 5472.748 | 9702.8379 | 8363.7017 | 6603.5353
8 | 17 | 10 | 943 | 120 | 33.9 | 2.1 | 932.738 | 57.762 | 7088.195 | 6819.437 | 11752.6979 | 10230.7083 | 7946.3096
8 | 17 | 11 | 955 | 126 | 36.7 | 2.1 | 1044.591 | 63.533 | 7769.168 | 7470.922 | 12801.1851 | 11146.3634 | 8635.604
8 | 17 | 12 | 952 | 130 | 37.2 | 2.1 | 1079.28 | 65.076 | 7979.039 | 7671.385 | 12656.813 | 11030.4194 | 8567.9353
8 | 17 | 13 | 933 | 135 | 38.3 | 2.6 | 1036.329 | 63.72 | 7702.173 | 7406.897 | 12379.581 | 10787.9737 | 8431.9836
8 | 17 | 14 | 920 | 118 | 40 | 3.1 | 918.648 | 61.557 | 6877.667 | 6617.707 | 12351.9913 | 10750.5572 | 8309.7286
8 | 17 | 15 | 887 | 43 | 39.4 | 2.6 | 674.537 | 56.428 | 5117.242 | 4924.927 | 11128.8665 | 9693.0387 | 7053.6455
8 | 17 | 16 | 818 | 66 | 40 | 2.6 | 483.29 | 52.124 | 3627.37 | 3484.052 | 8803.9484 | 7604.7735 | 5842.061
8 | 17 | 17 | 693 | 46 | 39.4 | 3.1 | 232.943 | 44.893 | 1586.756 | 1498.271 | 5977.9759 | 5042.3352 | 4050.8
8 | 17 | 18 | 355 | 22 | 38.3 | 2.1 | 21.8 | 38.491 | 153.304 | 94.85 | 2480.6231 | 2082.457 | 1728.4495
8 | 17 | 19 | 0 | 0 | 36.7 | 2.1 | 0 | 36.7 | 0 | 0 | 0 | 0 | 0
8 | 17 | 20 | 0 | 0 | 35 | 0 | 0 | 35 | 0 | 0 | 0 | 0 | 0
8 | 17 | 21 | 0 | 0 | 31.1 | 1 | 0 | 31.1 | 0 | 0 | 0 | 0 | 0
8 | 17 | 22 | 0 | 0 | 32.2 | 1.5 | 0 | 32.2 | 0 | 0 | 0 | 0 | 0
8 | 17 | 23 | 0 | 0 | 28.3 | 0 | 0 | 28.3 | 0 | 0 | 0 | 0 | 0
8 | 18 | 0 | 0 | 0 | 27.2 | 1 | 0 | 27.2 | 0 | 0 | 0 | 0 | 0
8 | 18 | 1 | 0 | 0 | 25 | 1 | 0 | 25 | 0 | 0 | 0 | 0 | 0
8 | 18 | 2 | 0 | 0 | 25 | 1.5 | 0 | 25 | 0 | 0 | 0 | 0 | 0
8 | 18 | 3 | 0 | 0 | 25 | 1.5 | 0 | 25 | 0 | 0 | 0 | 0 | 0
8 | 18 | 4 | 0 | 0 | 25 | 1.5 | 0 | 25 | 0 | 0 | 0 | 0 | 0
8 | 18 | 5 | 0 | 0 | 24.4 | 2.1 | 0 | 24.4 | 0 | 0 | 0 | 0 | 0
8 | 18 | 6 | 263 | 35 | 24.4 | 2.1 | 27.144 | 23.453 | 234.702 | 174.731 | 1771.8167 | 1475.9469 | 1365.2374
8 | 18 | 7 | 635 | 66 | 27.2 | 1.5 | 225.005 | 32.061 | 1612.305 | 1523.221 | 4398.0925 | 3685.9659 | 3242.7213
8 | 18 | 8 | 775 | 95 | 30 | 2.6 | 481.698 | 40.933 | 3770.954 | 3623.244 | 6601.7217 | 5562.0312 | 4766.1462
8 | 18 | 9 | 856 | 116 | 32.8 | 3.6 | 723.491 | 48.375 | 5664.365 | 5452.158 | 9115.7016 | 7858.9602 | 6369.1458
8 | 18 | 10 | 828 | 167 | 35 | 3.1 | 890.033 | 55.411 | 6827.797 | 6569.898 | 10324.2944 | 8987.6418 | 7391.8618
8 | 18 | 11 | 874 | 182 | 36.7 | 3.1 | 1034.61 | 60.49 | 7789.955 | 7490.783 | 11715.6578 | 10201.1145 | 8348.88
8 | 18 | 12 | 902 | 175 | 37.2 | 4.6 | 1087.356 | 59.467 | 8222.405 | 7903.655 | 11999.029 | 10457.211 | 8468.7282
8 | 18 | 13 | 907 | 160 | 38.3 | 5.2 | 1036.563 | 58.504 | 7866.739 | 7564.138 | 12045.7564 | 10497.5605 | 8396.2453
8 | 18 | 14 | 631 | 261 | 38.9 | 3.6 | 822.796 | 57.546 | 6261.798 | 6026.704 | 8470.3035 | 7372.5167 | 6901.5037
8 | 18 | 15 | 354 | 276 | 38.3 | 4.1 | 523.636 | 49.802 | 4093.689 | 3935.849 | 4439.8517 | 3866.9156 | 4542.8007
8 | 18 | 16 | 72 | 214 | 37.8 | 6.2 | 232.878 | 41.747 | 1873.049 | 1777.727 | 774.5387 | 668.9812 | 1899.6888
8 | 18 | 17 | 298 | 120 | 37.8 | 4.6 | 189.903 | 41.213 | 1419.529 | 1334.909 | 2569.3636 | 2167.1124 | 2400.5123
8 | 18 | 18 | 313 | 34 | 37.2 | 3.6 | 30.02 | 37.324 | 247.035 | 186.831 | 2187.5971 | 1836.534 | 1618.4488
8 | 18 | 19 | 0 | 0 | 35 | 3.6 | 0 | 35 | 0 | 0 | 0 | 0 | 0
8 | 18 | 20 | 0 | 0 | 33.3 | 2.6 | 0 | 33.3 | 0 | 0 | 0 | 0 | 0
8 | 18 | 21 | 0 | 0 | 32.2 | 2.6 | 0 | 32.2 | 0 | 0 | 0 | 0 | 0
8 | 18 | 22 | 0 | 0 | 31.1 | 2.6 | 0 | 31.1 | 0 | 0 | 0 | 0 | 0
8 | 18 | 23 | 0 | 0 | 30 | 2.1 | 0 | 30 | 0 | 0 | 0 | 0 | 0
8 | 19 | 0 | 0 | 0 | 28.9 | 2.1 | 0 | 28.9 | 0 | 0 | 0 | 0 | 0
8 | 19 | 1 | 0 | 0 | 28.9 | 1.5 | 0 | 28.9 | 0 | 0 | 0 | 0 | 0
8 | 19 | 2 | 0 | 0 | 27.2 | 4.1 | 0 | 27.2 | 0 | 0 | 0 | 0 | 0
8 | 19 | 3 | 0 | 0 | 27.2 | 2.1 | 0 | 27.2 | 0 | 0 | 0 | 0 | 0
8 | 19 | 4 | 0 | 0 | 25.6 | 3.1 | 0 | 25.6 | 0 | 0 | 0 | 0 | 0
8 | 19 | 5 | 1 | 0 | 25 | 2.1 | 0 | 25 | 0 | 0 | 0 | 0 | 0
8 | 19 | 6 | 377 | 27 | 25 | 3.1 | 21.108 | 24.055 | 182.125 | 123.136 | 2543.157 | 2119.1407 | 1809.8649
8 | 19 | 7 | 679 | 47 | 27.2 | 3.1 | 220.107 | 31.051 | 1558.631 | 1470.803 | 4709.8093 | 3948.3584 | 3319.1338
8 | 19 | 8 | 811 | 73 | 30.6 | 3.1 | 478.049 | 40.876 | 3736.574 | 3589.922 | 6916.867 | 5828.1228 | 4819.0509
8 | 19 | 9 | 856 | 100 | 32.2 | 3.1 | 705.432 | 48.115 | 5527.762 | 5320.617 | 9124.2921 | 7867.7185 | 6267.7029
8 | 19 | 10 | 896 | 132 | 32.8 | 3.1 | 907.732 | 53.6 | 7012.443 | 6746.868 | 11177.2799 | 9730.5695 | 7676.7417
8 | 19 | 11 | 882 | 160 | 33.9 | 3.1 | 1022.04 | 57.541 | 7786.027 | 7487.03 | 11823.0325 | 10294.5788 | 8267.27
8 | 19 | 12 | 841 | 196 | 34.4 | 3.6 | 1049.09 | 57.744 | 7987.518 | 7679.481 | 11194.0481 | 9755.6268 | 8119.6193
8 | 19 | 13 | 842 | 196 | 35.6 | 4.1 | 1022.134 | 57.488 | 7788.685 | 7489.57 | 11192.6083 | 9754.3368 | 8118.1417
8 | 19 | 14 | 838 | 168 | 35.6 | 4.1 | 906.644 | 55.154 | 6963.325 | 6699.804 | 11246.7713 | 9789.6894 | 7970.6488
8 | 19 | 15 | 810 | 129 | 36.1 | 4.1 | 713.406 | 51.581 | 5522.131 | 5315.193 | 10154.7833 | 8844.078 | 7035.6738
8 | 19 | 16 | 745 | 88 | 36.7 | 4.6 | 469.54 | 46.482 | 3609.168 | 3466.403 | 8009.9291 | 6917.6248 | 5501.4918
8 | 19 | 17 | 471 | 77 | 36.1 | 3.6 | 201.047 | 40.504 | 1443.2 | 1358.038 | 4058.7558 | 3423.1399 | 3051.5149
8 | 19 | 18 | 274 | 31 | 35.6 | 5.2 | 26.753 | 35.567 | 221.571 | 161.845 | 1915.3393 | 1608.0161 | 1424.9402
8 | 19 | 19 | 0 | 0 | 33.9 | 3.1 | 0 | 33.9 | 0 | 0 | 0 | 0 | 0
8 | 19 | 20 | 0 | 0 | 33.3 | 2.1 | 0 | 33.3 | 0 | 0 | 0 | 0 | 0
8 | 19 | 21 | 0 | 0 | 31.1 | 1.5 | 0 | 31.1 | 0 | 0 | 0 | 0 | 0
8 | 19 | 22 | 0 | 0 | 30.6 | 1.5 | 0 | 30.6 | 0 | 0 | 0 | 0 | 0
8 | 19 | 23 | 0 | 0 | 29.4 | 1.5 | 0 | 29.4 | 0 | 0 | 0 | 0 | 0
8 | 20 | 0 | 0 | 0 | 28.3 | 1 | 0 | 28.3 | 0 | 0 | 0 | 0 | 0
8 | 20 | 1 | 0 | 0 | 26.7 | 2.1 | 0 | 26.7 | 0 | 0 | 0 | 0 | 0
8 | 20 | 2 | 0 | 0 | 27.8 | 1 | 0 | 27.8 | 0 | 0 | 0 | 0 | 0
8 | 20 | 3 | 0 | 0 | 25.6 | 1.5 | 0 | 25.6 | 0 | 0 | 0 | 0 | 0
8 | 20 | 4 | 0 | 0 | 24.4 | 1.5 | 0 | 24.4 | 0 | 0 | 0 | 0 | 0
8 | 20 | 5 | 0 | 0 | 23.9 | 2.1 | 0 | 23.9 | 0 | 0 | 0 | 0 | 0
8 | 20 | 6 | 301 | 31 | 24.4 | 2.6 | 24.554 | 23.46 | 212.301 | 152.749 | 2033.0742 | 1694.6126 | 1507.1659
8 | 20 | 7 | 668 | 47 | 27.2 | 2.6 | 218.356 | 31.222 | 1548.551 | 1460.957 | 4640.3304 | 3891.2212 | 3273.9194
8 | 20 | 8 | 809 | 70 | 29.4 | 2.6 | 475.385 | 40.164 | 3726.115 | 3579.784 | 6908.2669 | 5821.4705 | 4793.7322
8 | 20 | 9 | 875 | 99 | 31.7 | 3.1 | 719.271 | 47.918 | 5640.832 | 5429.501 | 9335.521 | 8051.2273 | 6390.4773
8 | 20 | 10 | 906 | 122 | 32.8 | 2.6 | 908.161 | 54.742 | 6984.695 | 6720.281 | 11307.0123 | 9843.8779 | 7688.8828
8 | 20 | 11 | 908 | 136 | 34.4 | 2.1 | 1014.406 | 60.573 | 7635.337 | 7343.011 | 12171.6011 | 10598.0758 | 8319.1374
8 | 20 | 12 | 903 | 146 | 35.6 | 2.1 | 1050.676 | 62.82 | 7839.052 | 7537.69 | 12026.2302 | 10480.7361 | 8292.1552
8 | 20 | 13 | 900 | 145 | 36.1 | 3.1 | 1017.888 | 59.879 | 7683 | 7388.572 | 11974.1113 | 10435.4934 | 8253.199
8 | 20 | 14 | 875 | 135 | 36.7 | 3.1 | 898.868 | 57.871 | 6829.697 | 6571.72 | 11740.8538 | 10220.3646 | 8050.8894
8 | 20 | 15 | 815 | 121 | 36.7 | 3.6 | 709.291 | 52.762 | 5464.806 | 5259.972 | 10212.8301 | 8894.3069 | 7017.4795
8 | 20 | 16 | 797 | 50 | 36.7 | 3.6 | 455.791 | 47.064 | 3483.216 | 3344.238 | 8563.826 | 7395.1867 | 5588.6777
8 | 20 | 17 | 685 | 42 | 36.7 | 3.6 | 225.705 | 41.624 | 1549.633 | 1462.014 | 5899.2881 | 4975.1348 | 3975.4085
8 | 20 | 18 | 351 | 18 | 35.6 | 3.6 | 17.271 | 35.458 | 143.095 | 84.83 | 2453.896 | 2060.2054 | 1685.4086
8 | 20 | 19 | 0 | 0 | 33.9 | 2.1 | 0 | 33.9 | 0 | 0 | 0 | 0 | 0
8 | 20 | 20 | 0 | 0 | 31.7 | 1.5 | 0 | 31.7 | 0 | 0 | 0 | 0 | 0
8 | 20 | 21 | 0 | 0 | 31.1 | 1.5 | 0 | 31.1 | 0 | 0 | 0 | 0 | 0
8 | 20 | 22 | 0 | 0 | 29.4 | 0 | 0 | 29.4 | 0 | 0 | 0 | 0 | 0
8 | 20 | 23 | 0 | 0 | 27.8 | 0 | 0 | 27.8 | 0 | 0 | 0 | 0 | 0
8 | 21 | 0 | 0 | 0 | 26.7 | 2.1 | 0 | 26.7 | 0 | 0 | 0 | 0 | 0
8 | 21 | 1 | 0 | 0 | 25.6 | 1 | 0 | 25.6 | 0 | 0 | 0 | 0 | 0
8 | 21 | 2 | 0 | 0 | 26.7 | 0 | 0 | 26.7 | 0 | 0 | 0 | 0 | 0
8 | 21 | 3 | 0 | 0 | 23.9 | 1.5 | 0 | 23.9 | 0 | 0 | 0 | 0 | 0
8 | 21 | 4 | 0 | 0 | 24.4 | 1.5 | 0 | 24.4 | 0 | 0 | 0 | 0 | 0
8 | 21 | 5 | 0 | 0 | 24.4 | 1.5 | 0 | 24.4 | 0 | 0 | 0 | 0 | 0
8 | 21 | 6 | 342 | 28 | 24.4 | 1.5 | 22.04 | 23.184 | 190.746 | 131.597 | 2312.8814 | 1928.3991 | 1667.5887
8 | 21 | 7 | 667 | 47 | 26.7 | 2.1 | 219.153 | 30.973 | 1557.931 | 1470.119 | 4640.1532 | 3892.1581 | 3273.0886
8 | 21 | 8 | 789 | 78 | 29.4 | 2.1 | 475.69 | 40.857 | 3723.622 | 3577.367 | 6745.7123 | 5685.084 | 4744.1643
8 | 21 | 9 | 848 | 110 | 31.7 | 2.6 | 716.698 | 48.733 | 5605.067 | 5395.065 | 9055.7992 | 7811.3 | 6291.6764
8 | 21 | 10 | 892 | 128 | 34.4 | 2.6 | 903.731 | 56.195 | 6911.534 | 6650.168 | 11137.0234 | 9696.2346 | 7625.6608
8 | 21 | 11 | 902 | 142 | 36.7 | 3.1 | 1016.103 | 60.127 | 7661.864 | 7368.369 | 12091.1154 | 10528.0074 | 8310.2202
8 | 21 | 12 | 917 | 141 | 37.8 | 3.1 | 1061.168 | 62.369 | 7931.774 | 7626.252 | 12219.6907 | 10649.0948 | 8376.818
8 | 21 | 13 | 909 | 142 | 38.9 | 3.1 | 1024.75 | 62.763 | 7645.876 | 7353.086 | 12104.1693 | 10548.7085 | 8312.7489
8 | 21 | 14 | 882 | 131 | 39.4 | 2.6 | 901.721 | 61.719 | 6747.136 | 6492.553 | 11832.0854 | 10300.4214 | 8079.5727
8 | 21 | 15 | 727 | 176 | 39.4 | 3.6 | 703.964 | 55.341 | 5373.777 | 5172.262 | 9105.5898 | 7929.6967 | 6711.5555
8 | 21 | 16 | 772 | 41 | 39.4 | 3.1 | 433.423 | 49.824 | 3275.075 | 3142.238 | 8289.7071 | 7157.6243 | 5360.7236
8 | 21 | 17 | 648 | 45 | 39.4 | 3.1 | 217.472 | 44.435 | 1481.908 | 1395.857 | 5576.9331 | 4702.9668 | 3793.112
8 | 21 | 18 | 314 | 16 | 38.9 | 3.1 | 14.911 | 38.835 | 122.026 | 64.15 | 2195.4037 | 1843.2116 | 1507.1784
8 | 21 | 19 | 0 | 0 | 37.2 | 2.1 | 0 | 37.2 | 0 | 0 | 0 | 0 | 0
8 | 21 | 20 | 0 | 0 | 34.4 | 2.1 | 0 | 34.4 | 0 | 0 | 0 | 0 | 0
8 | 21 | 21 | 0 | 0 | 33.3 | 1.5 | 0 | 33.3 | 0 | 0 | 0 | 0 | 0
8 | 21 | 22 | 0 | 0 | 31.1 | 0 | 0 | 31.1 | 0 | 0 | 0 | 0 | 0
8 | 21 | 23 | 0 | 0 | 30 | 1.5 | 0 | 30 | 0 | 0 | 0 | 0 | 0
8 | 22 | 0 | 0 | 0 | 30 | 1.5 | 0 | 30 | 0 | 0 | 0 | 0 | 0
8 | 22 | 1 | 0 | 0 | 27.8 | 1.5 | 0 | 27.8 | 0 | 0 | 0 | 0 | 0
8 | 22 | 2 | 0 | 0 | 27.2 | 1 | 0 | 27.2 | 0 | 0 | 0 | 0 | 0
8 | 22 | 3 | 0 | 0 | 26.1 | 1.5 | 0 | 26.1 | 0 | 0 | 0 | 0 | 0
8 | 22 | 4 | 0 | 0 | 27.8 | 1.5 | 0 | 27.8 | 0 | 0 | 0 | 0 | 0
8 | 22 | 5 | 0 | 0 | 26.1 | 1.5 | 0 | 26.1 | 0 | 0 | 0 | 0 | 0
8 | 22 | 6 | 195 | 30 | 26.7 | 1.5 | 23.214 | 25.611 | 199.217 | 139.91 | 1320.3451 | 1101.1669 | 1041.9801
8 | 22 | 7 | 473 | 59 | 28.9 | 2.1 | 180.927 | 32.233 | 1314.327 | 1232.089 | 3295.3082 | 2764.8561 | 2489.266
8 | 22 | 8 | 695 | 110 | 31.1 | 2.6 | 462.152 | 41.464 | 3623.075 | 3479.888 | 5949.2646 | 5014.3989 | 4454.8372
8 | 22 | 9 | 465 | 200 | 32.8 | 2.6 | 536.189 | 45.612 | 4253.025 | 4090.053 | 4970.2586 | 4287.928 | 4382.1643
8 | 22 | 10 | 433 | 297 | 35.6 | 2.1 | 686.314 | 53.063 | 5316.786 | 5117.334 | 5408.4077 | 4708.8884 | 5271.6036
8 | 22 | 11 | 234 | 380 | 36.7 | 2.6 | 616.361 | 51.89 | 4801.233 | 4619.943 | 3136.6781 | 2731.1854 | 4448.6617
8 | 22 | 12 | 751 | 269 | 38.3 | 2.6 | 1045.131 | 62.898 | 7795.423 | 7496.008 | 10013.3181 | 8726.0276 | 7889.9569
8 | 22 | 13 | 579 | 290 | 39.4 | 4.1 | 872.515 | 58.264 | 6628.667 | 6378.915 | 7716.2887 | 6724.4851 | 6632.4134
8 | 22 | 14 | 403 | 370 | 39.4 | 3.1 | 723.79 | 56.488 | 5533.471 | 5326.115 | 5404.9525 | 4705.5868 | 5763.0259
8 | 22 | 15 | 473 | 242 | 40 | 4.1 | 585.015 | 52.575 | 4520.968 | 4349.171 | 5921.0972 | 5156.2213 | 5216.1649
8 | 22 | 16 | 706 | 60 | 40 | 4.1 | 420.364 | 48.997 | 3193.414 | 3062.945 | 7575.5502 | 6540.1499 | 5049.0358
8 | 22 | 17 | 223 | 61 | 38.9 | 3.1 | 118.106 | 41.649 | 865.557 | 793.056 | 1917.8344 | 1617.1736 | 1603.8982
8 | 22 | 18 | 50 | 12 | 37.8 | 3.1 | 9.451 | 37.334 | 77.768 | 20.702 | 349.6008 | 293.5191 | 301.0128
8 | 22 | 19 | 0 | 0 | 36.7 | 2.6 | 0 | 36.7 | 0 | 0 | 0 | 0 | 0
8 | 22 | 20 | 0 | 0 | 34.4 | 2.1 | 0 | 34.4 | 0 | 0 | 0 | 0 | 0
8 | 22 | 21 | 0 | 0 | 33.9 | 1.5 | 0 | 33.9 | 0 | 0 | 0 | 0 | 0
8 | 22 | 22 | 0 | 0 | 33.3 | 1.5 | 0 | 33.3 | 0 | 0 | 0 | 0 | 0
8 | 22 | 23 | 0 | 0 | 32.8 | 1.5 | 0 | 32.8 | 0 | 0 | 0 | 0 | 0
8 | 23 | 0 | 0 | 0 | 32.8 | 0 | 0 | 32.8 | 0 | 0 | 0 | 0 | 0
8 | 23 | 1 | 0 | 0 | 31.1 | 1.5 | 0 | 31.1 | 0 | 0 | 0 | 0 | 0
8 | 23 | 2 | 0 | 0 | 30 | 2.1 | 0 | 30 | 0 | 0 | 0 | 0 | 0
8 | 23 | 3 | 0 | 0 | 31.7 | 1.5 | 0 | 31.7 | 0 | 0 | 0 | 0 | 0
8 | 23 | 4 | 0 | 0 | 30 | 1.5 | 0 | 30 | 0 | 0 | 0 | 0 | 0
8 | 23 | 5 | 0 | 0 | 29.4 | 1.5 | 0 | 29.4 | 0 | 0 | 0 | 0 | 0
8 | 23 | 6 | 269 | 32 | 28.9 | 1.5 | 25.925 | 27.986 | 220.625 | 160.918 | 0 | 0 | 0
8 | 23 | 7 | 548 | 76 | 31.1 | 3.1 | 217.507 | 34.99 | 1573.891 | 1485.707 | 3823.2918 | 3208.7017 | 2936.2508
8 | 23 | 8 | 178 | 201 | 32.2 | 2.6 | 278.935 | 38.304 | 2255.656 | 2150.761 | 1525.5373 | 1285.9553 | 2278.6099
8 | 23 | 9 | 233 | 259 | 32.8 | 2.1 | 422.925 | 43.126 | 3393.632 | 3257.315 | 2492.7061 | 2150.851 | 3253.7586
8 | 23 | 10 | 87 | 369 | 33.9 | 2.1 | 428.477 | 44.78 | 3428.627 | 3291.274 | 1087.102 | 946.5282 | 3125.2878
8 | 23 | 11 | 59 | 423 | 33.9 | 2.1 | 466.83 | 45.743 | 3723.111 | 3576.873 | 790.8544 | 688.6208 | 3307.754
8 | 23 | 12 | 6 | 337 | 33.9 | 2.1 | 317.518 | 42.141 | 2566.834 | 2453.785 | 80.045 | 69.7517 | 2300.3454
8 | 23 | 13 | 12 | 363 | 33.9 | 2.1 | 347.73 | 42.47 | 2807.599 | 2688.015 | 160.0509 | 139.472 | 2522.7417
8 | 23 | 14 | 7 | 350 | 33.9 | 3.1 | 329.101 | 41.138 | 2670.314 | 2554.481 | 93.8581 | 81.719 | 2395.6579
8 | 23 | 15 | 12 | 291 | 33.9 | 2.1 | 274.748 | 40.668 | 2232.605 | 2128.301 | 150.1315 | 130.7315 | 2034.7505
8 | 23 | 16 | 4 | 256 | 33.9 | 2.6 | 234.345 | 39.118 | 1915.083 | 1818.734 | 42.8877 | 37.0207 | 1730.0321
8 | 23 | 17 | 4 | 72 | 33.3 | 2.1 | 65.201 | 34.41 | 540.586 | 474.709 | 34.3737 | 28.9827 | 495.1375
8 | 23 | 18 | 23 | 40 | 33.3 | 2.6 | 33.704 | 33.082 | 281.653 | 220.795 | 160.8163 | 135.0187 | 361.0143
8 | 23 | 19 | 0 | 0 | 32.8 | 3.1 | 0 | 32.8 | 0 | 0 | 0 | 0 | 0
8 | 23 | 20 | 0 | 0 | 32.2 | 7.2 | 0 | 32.2 | 0 | 0 | 0 | 0 | 0
8 | 23 | 21 | 0 | 0 | 30 | 3.6 | 0 | 30 | 0 | 0 | 0 | 0 | 0
8 | 23 | 22 | 0 | 0 | 30 | 2.6 | 0 | 30 | 0 | 0 | 0 | 0 | 0
8 | 23 | 23 | 0 | 0 | 29.4 | 1.5 | 0 | 29.4 | 0 | 0 | 0 | 0 | 0
8 | 24 | 0 | 0 | 0 | 29.4 | 2.1 | 0 | 29.4 | 0 | 0 | 0 | 0 | 0
8 | 24 | 1 | 0 | 0 | 28.9 | 2.6 | 0 | 28.9 | 0 | 0 | 0 | 0 | 0
8 | 24 | 2 | 0 | 0 | 28.9 | 2.6 | 0 | 28.9 | 0 | 0 | 0 | 0 | 0
8 | 24 | 3 | 0 | 0 | 28.3 | 1.5 | 0 | 28.3 | 0 | 0 | 0 | 0 | 0
8 | 24 | 4 | 0 | 0 | 27.8 | 2.6 | 0 | 27.8 | 0 | 0 | 0 | 0 | 0
8 | 24 | 5 | 0 | 0 | 27.2 | 1.5 | 0 | 27.2 | 0 | 0 | 0 | 0 | 0
8 | 24 | 6 | 10 | 29 | 27.2 | 2.1 | 25.497 | 26.31 | 218.268 | 158.604 | 0 | 0 | 0
8 | 24 | 7 | 126 | 122 | 28.3 | 4.1 | 144.277 | 30.243 | 1164.1 | 1085.198 | 880.3234 | 739.0035 | 1350.3962
8 | 24 | 8 | 381 | 192 | 30 | 3.1 | 377.385 | 37.813 | 3032.933 | 2907.053 | 3269.2497 | 2756.128 | 3313.0612
8 | 24 | 9 | 432 | 282 | 32.2 | 3.6 | 594.381 | 44.83 | 4733.625 | 4554.649 | 4625.7417 | 3991.9958 | 4716.1653
8 | 24 | 10 | 450 | 327 | 33.3 | 3.1 | 732.664 | 50.053 | 5742.562 | 5527.428 | 5625.0307 | 4897.8082 | 5603.7209
8 | 24 | 11 | 677 | 281 | 34.4 | 3.1 | 960.178 | 56.347 | 7350.018 | 7070.109 | 9074.4383 | 7901.447 | 7402.2551
8 | 24 | 12 | 550 | 439 | 34.4 | 4.1 | 1012.533 | 55.97 | 7763.577 | 7465.579 | 7341.5497 | 6397.1436 | 7400.6691
8 | 24 | 13 | 323 | 398 | 32.2 | 7.7 | 722.483 | 43.349 | 5813.544 | 5595.736 | 4311.3642 | 3756.7678 | 5282.7758
8 | 24 | 14 | 141 | 231 | 28.3 | 7.7 | 349.608 | 33.464 | 2915.626 | 2793.045 | 1890.0451 | 1645.7113 | 2694.135
8 | 24 | 15 | 294 | 304 | 31.7 | 4.1 | 511.337 | 42.043 | 4119.283 | 3960.624 | 3675.9484 | 3200.7776 | 4265.1506
8 | 24 | 16 | 215 | 253 | 32.2 | 2.1 | 347.383 | 41.298 | 2779.917 | 2661.094 | 2303.2908 | 1987.9067 | 3097.5302
8 | 24 | 17 | 98 | 110 | 31.1 | 10.3 | 126.503 | 32.291 | 1018.64 | 942.895 | 841.4488 | 709.423 | 1251.1818
8 | 24 | 18 | 21 | 29 | 30 | 3.6 | 25.542 | 29.638 | 216.097 | 156.474 | 146.8262 | 123.272 | 281.0693
8 | 24 | 19 | 0 | 0 | 28.9 | 2.6 | 0 | 28.9 | 0 | 0 | 0 | 0 | 0
8 | 24 | 20 | 0 | 0 | 28.3 | 2.1 | 0 | 28.3 | 0 | 0 | 0 | 0 | 0
8 | 24 | 21 | 0 | 0 | 27.8 | 2.1 | 0 | 27.8 | 0 | 0 | 0 | 0 | 0
8 | 24 | 22 | 0 | 0 | 28.3 | 2.6 | 0 | 28.3 | 0 | 0 | 0 | 0 | 0
8 | 24 | 23 | 0 | 0 | 27.2 | 1.5 | 0 | 27.2 | 0 | 0 | 0 | 0 | 0
8 | 25 | 0 | 0 | 0 | 26.7 | 1.5 | 0 | 26.7 | 0 | 0 | 0 | 0 | 0
8 | 25 | 1 | 0 | 0 | 26.7 | 1.5 | 0 | 26.7 | 0 | 0 | 0 | 0 | 0
8 | 25 | 2 | 0 | 0 | 26.7 | 0 | 0 | 26.7 | 0 | 0 | 0 | 0 | 0
8 | 25 | 3 | 0 | 0 | 24.4 | 0 | 0 | 24.4 | 0 | 0 | 0 | 0 | 0
8 | 25 | 4 | 0 | 0 | 24.4 | 0 | 0 | 24.4 | 0 | 0 | 0 | 0 | 0
8 | 25 | 5 | 0 | 0 | 23.9 | 0 | 0 | 23.9 | 0 | 0 | 0 | 0 | 0
8 | 25 | 6 | 45 | 39 | 25.6 | 2.6 | 32.552 | 24.971 | 279.977 | 219.152 | 0 | 0 | 0
8 | 25 | 7 | 330 | 106 | 27.8 | 3.6 | 188.082 | 30.804 | 1444.202 | 1359.017 | 2308.8328 | 1938.6791 | 2160.4803
8 | 25 | 8 | 519 | 164 | 29.4 | 3.1 | 426.764 | 38.433 | 3407.195 | 3270.477 | 4458.6762 | 3759.2928 | 3874.8037
8 | 25 | 9 | 621 | 208 | 31.7 | 2.6 | 661.688 | 47.345 | 5212.712 | 5017 | 6655.2509 | 5744.3524 | 5469.3756
8 | 25 | 10 | 692 | 238 | 32.2 | 3.6 | 859.413 | 50.987 | 6709.912 | 6456.853 | 8653.0917 | 7534.6142 | 6850.3353
8 | 25 | 11 | 720 | 255 | 34.4 | 3.6 | 978.073 | 55.982 | 7497.727 | 7211.424 | 9650.417 | 8403.0555 | 7579.1822
8 | 25 | 12 | 904 | 128 | 35.6 | 3.6 | 1040.833 | 58.66 | 7896.133 | 7592.213 | 12073.4803 | 10519.7305 | 8202.7008
8 | 25 | 13 | 879 | 140 | 36.1 | 3.1 | 998.053 | 59.439 | 7546.729 | 7258.288 | 11741.5211 | 10230.2866 | 8080.9954
8 | 25 | 14 | 850 | 134 | 37.2 | 3.1 | 887.079 | 58.069 | 6735.324 | 6481.225 | 11390.5169 | 9918.7278 | 7829.9801
8 | 25 | 15 | 813 | 104 | 37.8 | 3.1 | 691.752 | 54.241 | 5298.218 | 5099.436 | 10158.4186 | 8844.8015 | 6870.5163
8 | 25 | 16 | 449 | 184 | 37.8 | 3.1 | 410.228 | 47.669 | 3172.111 | 3042.257 | 4805.8469 | 4147.1242 | 4174.6004
8 | 25 | 17 | 639 | 48 | 37.8 | 3.1 | 216.509 | 42.719 | 1485.38 | 1399.249 | 5481.662 | 4621.1821 | 3753.5635
8 | 25 | 18 | 260 | 19 | 37.2 | 3.6 | 16.188 | 37.075 | 133.332 | 75.248 | 1817.7009 | 1526.0782 | 1285.0255
8 | 25 | 19 | 0 | 0 | 35.6 | 2.1 | 0 | 35.6 | 0 | 0 | 0 | 0 | 0
8 | 25 | 20 | 0 | 0 | 33.3 | 2.1 | 0 | 33.3 | 0 | 0 | 0 | 0 | 0
8 | 25 | 21 | 0 | 0 | 32.2 | 2.1 | 0 | 32.2 | 0 | 0 | 0 | 0 | 0
8 | 25 | 22 | 0 | 0 | 31.1 | 2.1 | 0 | 31.1 | 0 | 0 | 0 | 0 | 0
8 | 25 | 23 | 0 | 0 | 30.6 | 1.5 | 0 | 30.6 | 0 | 0 | 0 | 0 | 0
8 | 26 | 0 | 0 | 0 | 30 | 1.5 | 0 | 30 | 0 | 0 | 0 | 0 | 0
8 | 26 | 1 | 0 | 0 | 30 | 1.5 | 0 | 30 | 0 | 0 | 0 | 0 | 0
8 | 26 | 2 | 0 | 0 | 28.9 | 2.6 | 0 | 28.9 | 0 | 0 | 0 | 0 | 0
8 | 26 | 3 | 0 | 0 | 27.8 | 2.1 | 0 | 27.8 | 0 | 0 | 0 | 0 | 0
8 | 26 | 4 | 0 | 0 | 27.8 | 1.5 | 0 | 27.8 | 0 | 0 | 0 | 0 | 0
8 | 26 | 5 | 0 | 0 | 27.2 | 0 | 0 | 27.2 | 0 | 0 | 0 | 0 | 0
8 | 26 | 6 | 288 | 22 | 26.7 | 2.1 | 20.108 | 25.7 | 172.508 | 113.698 | 0 | 0 | 0
8 | 26 | 7 | 640 | 41 | 30 | 3.1 | 211.536 | 33.711 | 1495.12 | 1408.764 | 4483.9078 | 3765.9629 | 3131.0022
8 | 26 | 8 | 766 | 71 | 32.2 | 3.1 | 464.179 | 42.156 | 3621.585 | 3478.443 | 6588.3589 | 5555.5483 | 4598.478
8 | 26 | 9 | 840 | 99 | 33.9 | 2.6 | 704.178 | 50.593 | 5470.209 | 5265.178 | 9009.8881 | 7777.9006 | 6189.0699
8 | 26 | 10 | 862 | 123 | 35.6 | 1 | 881.042 | 62.227 | 6579.425 | 6331.668 | 10782.4242 | 9388.9749 | 7376.9167
8 | 26 | 11 | 870 | 139 | 37.8 | 3.1 | 990.097 | 60.603 | 7451.99 | 7167.675 | 11660.3392 | 10153.3087 | 8027.7828
8 | 26 | 12 | 869 | 154 | 38.3 | 3.1 | 1032.691 | 62.205 | 7724.23 | 7427.978 | 11612.3296 | 10117.2224 | 8096.2268
8 | 26 | 13 | 869 | 167 | 39.4 | 3.6 | 1027.246 | 62.193 | 7682.467 | 7388.063 | 11616.2697 | 10120.1628 | 8185.7714
8 | 26 | 14 | 594 | 151 | 38.9 | 4.6 | 686.919 | 53.46 | 5311.554 | 5112.291 | 7957.4548 | 6929.7627 | 5853.3034
8 | 26 | 15 | 848 | 138 | 40 | 4.1 | 751.118 | 55.835 | 5718.906 | 5504.66 | 10588.3132 | 9218.5585 | 7358.8609
8 | 26 | 16 | 172 | 224 | 38.9 | 4.1 | 298.968 | 45.697 | 2355.496 | 2248.021 | 1839.2493 | 1586.8758 | 2619.7077
8 | 26 | 17 | 13 | 111 | 38.9 | 3.1 | 102.112 | 41.012 | 823.591 | 751.966 | 111.4139 | 93.9165 | 799.8314
8 | 26 | 18 | 122 | 15 | 37.2 | 2.6 | 12.25 | 36.72 | 101.026 | 43.535 | 852.818 | 715.9806 | 642.1901
8 | 26 | 19 | 0 | 0 | 36.1 | 2.1 | 0 | 36.1 | 0 | 0 | 0 | 0 | 0
8 | 26 | 20 | 0 | 0 | 35 | 1.5 | 0 | 35 | 0 | 0 | 0 | 0 | 0
8 | 26 | 21 | 0 | 0 | 34.4 | 1.5 | 0 | 34.4 | 0 | 0 | 0 | 0 | 0
8 | 26 | 22 | 0 | 0 | 31.1 | 1.5 | 0 | 31.1 | 0 | 0 | 0 | 0 | 0
8 | 26 | 23 | 0 | 0 | 30.6 | 1.5 | 0 | 30.6 | 0 | 0 | 0 | 0 | 0
8 | 27 | 0 | 0 | 0 | 30 | 1.5 | 0 | 30 | 0 | 0 | 0 | 0 | 0
8 | 27 | 1 | 0 | 0 | 28.9 | 0 | 0 | 28.9 | 0 | 0 | 0 | 0 | 0
8 | 27 | 2 | 0 | 0 | 29.4 | 0 | 0 | 29.4 | 0 | 0 | 0 | 0 | 0
8 | 27 | 3 | 0 | 0 | 29.4 | 0 | 0 | 29.4 | 0 | 0 | 0 | 0 | 0
8 | 27 | 4 | 0 | 0 | 28.3 | 1.5 | 0 | 28.3 | 0 | 0 | 0 | 0 | 0
8 | 27 | 5 | 0 | 0 | 27.8 | 1.5 | 0 | 27.8 | 0 | 0 | 0 | 0 | 0
8 | 27 | 6 | 257 | 23 | 27.8 | 2.1 | 21.575 | 26.868 | 161.044 | 102.447 | 0 | 0 | 0
8 | 27 | 7 | 613 | 46 | 29.4 | 2.6 | 210.631 | 33.275 | 1502.179 | 1415.66 | 4300.5688 | 3612.8325 | 3045.4691
8 | 27 | 8 | 746 | 76 | 32.2 | 3.1 | 460.772 | 42.077 | 3599.473 | 3457.001 | 6423.7835 | 5417.3942 | 4527.9831
8 | 27 | 9 | 818 | 113 | 33.9 | 2.6 | 708.465 | 50.683 | 5503.485 | 5297.233 | 8781.165 | 7581.5803 | 6141.6292
8 | 27 | 10 | 864 | 165 | 35.6 | 2.6 | 934.384 | 58.03 | 7096.449 | 6827.343 | 10810.7936 | 9413.9214 | 7674.7058
8 | 27 | 11 | 896 | 202 | 37.2 | 3.1 | 1090.287 | 62.236 | 8152.682 | 7837.131 | 12008.0922 | 10456.267 | 8660.3851
8 | 27 | 12 | 911 | 230 | 38.9 | 2.6 | 1162.902 | 67.065 | 8528.147 | 8195.172 | 12180.0678 | 10611.032 | 8950.0201
8 | 27 | 13 | 887 | 221 | 40 | 3.1 | 1098.19 | 65.564 | 8101.764 | 7788.54 | 11865.0663 | 10335.7641 | 8698.6048
8 | 27 | 14 | 864 | 251 | 40.6 | 3.6 | 1021.642 | 63.372 | 7595.687 | 7305.103 | 11570.6062 | 10077.0243 | 8720.8096
8 | 27 | 15 | 824 | 218 | 40.6 | 4.1 | 814.415 | 58.265 | 6146.553 | 5915.968 | 10280.9991 | 8950.4367 | 7706.2123
8 | 27 | 16 | 765 | 80 | 40.6 | 3.6 | 470.337 | 51.512 | 3541.433 | 3400.711 | 8172.1714 | 7049.5345 | 5549.4729
8 | 27 | 17 | 601 | 116 | 40 | 3.6 | 266.343 | 45.907 | 1879.236 | 1783.763 | 5145.5353 | 4337.0368 | 3990.155
8 | 27 | 18 | 241 | 61 | 39.4 | 3.6 | 49.517 | 40.194 | 403.199 | 340.014 | 1684.3953 | 1414.0878 | 1470.903
8 | 27 | 19 | 0 | 0 | 37.8 | 2.1 | 0 | 37.8 | 0 | 0 | 0 | 0 | 0
8 | 27 | 20 | 0 | 0 | 35 | 1.5 | 0 | 35 | 0 | 0 | 0 | 0 | 0
8 | 27 | 21 | 0 | 0 | 33.3 | 1.5 | 0 | 33.3 | 0 | 0 | 0 | 0 | 0
8 | 27 | 22 | 0 | 0 | 33.3 | 1 | 0 | 33.3 | 0 | 0 | 0 | 0 | 0
8 | 27 | 23 | 0 | 0 | 32.8 | 1 | 0 | 32.8 | 0 | 0 | 0 | 0 | 0
8 | 28 | 0 | 0 | 0 | 31.1 | 1 | 0 | 31.1 | 0 | 0 | 0 | 0 | 0
8 | 28 | 1 | 0 | 0 | 31.1 | 1 | 0 | 31.1 | 0 | 0 | 0 | 0 | 0
8 | 28 | 2 | 0 | 0 | 28.9 | 1.5 | 0 | 28.9 | 0 | 0 | 0 | 0 | 0
8 | 28 | 3 | 0 | 0 | 28.3 | 0 | 0 | 28.3 | 0 | 0 | 0 | 0 | 0
8 | 28 | 4 | 0 | 0 | 27.2 | 0 | 0 | 27.2 | 0 | 0 | 0 | 0 | 0
8 | 28 | 5 | 0 | 0 | 27.8 | 1.5 | 0 | 27.8 | 0 | 0 | 0 | 0 | 0
8 | 28 | 6 | 191 | 26 | 28.3 | 1.5 | 23.841 | 27.494 | 182.207 | 123.217 | 0 | 0 | 0
8 | 28 | 7 | 566 | 98 | 30.6 | 2.1 | 248.236 | 35.72 | 1820.566 | 1726.518 | 3976.1286 | 3341.0387 | 3173.3568
8 | 28 | 8 | 718 | 125 | 32.2 | 2.6 | 497.214 | 43.567 | 3878.179 | 3727.143 | 6189.7494 | 5220.6278 | 4703.4355
8 | 28 | 9 | 798 | 152 | 34.4 | 3.1 | 737.319 | 51.036 | 5723.032 | 5508.631 | 8573.364 | 7403.2364 | 6273.4411
8 | 28 | 10 | 850 | 169 | 36.1 | 3.1 | 927.86 | 57.327 | 7066.785 | 6798.929 | 10638.6823 | 9264.2704 | 7596.8175
8 | 28 | 11 | 753 | 223 | 36.7 | 2.1 | 982.67 | 62.099 | 7352.196 | 7072.194 | 10090.9174 | 8786.9983 | 7633.4386
8 | 28 | 12 | 721 | 274 | 38.3 | 2.1 | 1028.36 | 64.819 | 7611.069 | 7319.81 | 9644.8235 | 8401.6489 | 7701.3295
8 | 28 | 13 | 830 | 249 | 39.4 | 2.1 | 1081.353 | 67.187 | 7924.847 | 7619.637 | 11109.9647 | 9676.7974 | 8426.6278
8 | 28 | 14 | 773 | 277 | 40 | 3.6 | 967.815 | 61.667 | 7245.676 | 6970.239 | 10348.2642 | 9013.1337 | 8150.1359
8 | 28 | 15 | 767 | 210 | 40 | 3.6 | 766.923 | 57.359 | 5809.288 | 5591.641 | 9562.3011 | 8324.1992 | 7215.7658
8 | 28 | 16 | 716 | 89 | 40 | 3.6 | 454.842 | 50.489 | 3441.951 | 3304.202 | 7640.6156 | 6589.7258 | 5283.2699
8 | 28 | 17 | 387 | 133 | 39.4 | 3.1 | 223.9 | 44.627 | 1635.236 | 1545.613 | 3309.8048 | 2789.483 | 2950.567
8 | 28 | 18 | 16 | 64 | 38.3 | 3.6 | 49.62 | 38.966 | 404.673 | 341.459 | 111.8049 | 93.8593 | 484.5616
8 | 28 | 19 | 0 | 0 | 37.8 | 1.5 | 0 | 37.8 | 0 | 0 | 0 | 0 | 0
8 | 28 | 20 | 0 | 0 | 36.1 | 1.5 | 0 | 36.1 | 0 | 0 | 0 | 0 | 0
8 | 28 | 21 | 0 | 0 | 34.4 | 2.1 | 0 | 34.4 | 0 | 0 | 0 | 0 | 0
8 | 28 | 22 | 0 | 0 | 33.3 | 1.5 | 0 | 33.3 | 0 | 0 | 0 | 0 | 0
8 | 28 | 23 | 0 | 0 | 32.8 | 2.1 | 0 | 32.8 | 0 | 0 | 0 | 0 | 0
8 | 29 | 0 | 0 | 0 | 33.3 | 1.5 | 0 | 33.3 | 0 | 0 | 0 | 0 | 0
8 | 29 | 1 | 0 | 0 | 32.2 | 2.1 | 0 | 32.2 | 0 | 0 | 0 | 0 | 0
8 | 29 | 2 | 0 | 0 | 31.7 | 2.1 | 0 | 31.7 | 0 | 0 | 0 | 0 | 0
8 | 29 | 3 | 0 | 0 | 31.1 | 0 | 0 | 31.1 | 0 | 0 | 0 | 0 | 0
8 | 29 | 4 | 0 | 0 | 28.3 | 2.6 | 0 | 28.3 | 0 | 0 | 0 | 0 | 0
8 | 29 | 5 | 0 | 0 | 27.8 | 1.5 | 0 | 27.8 | 0 | 0 | 0 | 0 | 0
8 | 29 | 6 | 222 | 22 | 27.8 | 1.5 | 21.937 | 26.918 | 158.629 | 100.077 | 0 | 0 | 0
8 | 29 | 7 | 467 | 58 | 29.4 | 2.1 | 184.837 | 32.844 | 1351.449 | 1268.375 | 3284.9487 | 2760.8659 | 2473.0021
8 | 29 | 8 | 739 | 82 | 32.2 | 2.6 | 466.328 | 42.681 | 3639.295 | 3495.616 | 6377.9606 | 5379.9935 | 4538.3686
8 | 29 | 9 | 809 | 117 | 34.4 | 2.6 | 709.426 | 51.213 | 5501.161 | 5294.995 | 8698.3452 | 7512.2108 | 6116.9878
8 | 29 | 10 | 874 | 120 | 36.7 | 2.6 | 893.207 | 58.188 | 6779.284 | 6523.382 | 10941.9692 | 9528.5846 | 7453.9917
8 | 29 | 11 | 889 | 131 | 37.2 | 2.6 | 1004.927 | 61.56 | 7534.867 | 7246.945 | 11912.4908 | 10373.3899 | 8127.6734
8 | 29 | 12 | 895 | 139 | 38.3 | 2.6 | 1047.746 | 63.807 | 7786.422 | 7487.407 | 11978.5829 | 10433.6101 | 8220.3118
8 | 29 | 13 | 886 | 137 | 39.4 | 2.6 | 1005.449 | 64.042 | 7463.538 | 7178.722 | 11867.1105 | 10334.8986 | 8139.7628
8 | 29 | 14 | 863 | 138 | 39.4 | 3.1 | 904.584 | 60.61 | 6799.331 | 6542.605 | 11548.7516 | 10059.4745 | 7951.8673
8 | 29 | 15 | 827 | 99 | 40 | 5.7 | 696.766 | 52.995 | 5361.937 | 5160.851 | 10301.8024 | 8967.3262 | 6923.9573
8 | 29 | 16 | 757 | 86 | 39.4 | 3.1 | 471.91 | 50.654 | 3566.082 | 3424.618 | 8069.1164 | 6957.8725 | 5526.6685
8 | 29 | 17 | 620 | 44 | 39.4 | 3.1 | 205.624 | 44.254 | 1395.082 | 1311.018 | 5296.562 | 4463.4749 | 3611.7282
8 | 29 | 18 | 239 | 11 | 37.8 | 3.1 | 12.004 | 37.595 | 78.071 | 21 | 1669.6902 | 1401.6322 | 1138.8695
8 | 29 | 19 | 0 | 0 | 36.7 | 1.5 | 0 | 36.7 | 0 | 0 | 0 | 0 | 0
8 | 29 | 20 | 0 | 0 | 35.6 | 1.5 | 0 | 35.6 | 0 | 0 | 0 | 0 | 0
8 | 29 | 21 | 0 | 0 | 34.4 | 1.5 | 0 | 34.4 | 0 | 0 | 0 | 0 | 0
8 | 29 | 22 | 0 | 0 | 32.8 | 1.5 | 0 | 32.8 | 0 | 0 | 0 | 0 | 0
8 | 29 | 23 | 0 | 0 | 31.7 | 1 | 0 | 31.7 | 0 | 0 | 0 | 0 | 0
8 | 30 | 0 | 0 | 0 | 31.7 | 1.5 | 0 | 31.7 | 0 | 0 | 0 | 0 | 0
8 | 30 | 1 | 0 | 0 | 28.9 | 1.5 | 0 | 28.9 | 0 | 0 | 0 | 0 | 0
8 | 30 | 2 | 0 | 0 | 28.3 | 1.5 | 0 | 28.3 | 0 | 0 | 0 | 0 | 0
8 | 30 | 3 | 0 | 0 | 27.2 | 2.1 | 0 | 27.2 | 0 | 0 | 0 | 0 | 0
8 | 30 | 4 | 0 | 0 | 26.7 | 1.5 | 0 | 26.7 | 0 | 0 | 0 | 0 | 0
8 | 30 | 5 | 0 | 0 | 26.1 | 2.1 | 0 | 26.1 | 0 | 0 | 0 | 0 | 0
8 | 30 | 6 | 244 | 22 | 26.7 | 1.5 | 23.268 | 25.663 | 163.322 | 104.682 | 0 | 0 | 0
8 | 30 | 7 | 612 | 46 | 27.8 | 1 | 213.708 | 32.787 | 1533.808 | 1446.557 | 4310.4171 | 3623.4989 | 3049.9932
8 | 30 | 8 | 740 | 82 | 31.1 | 2.1 | 468.292 | 42.361 | 3660.282 | 3515.964 | 6393.6577 | 5393.8581 | 4548.0352
8 | 30 | 9 | 819 | 106 | 32.8 | 2.1 | 706.779 | 50.612 | 5493.146 | 5287.273 | 8812.545 | 7611.8667 | 6113.6463
8 | 30 | 10 | 863 | 129 | 34.4 | 2.6 | 894.219 | 55.959 | 6847.203 | 6588.503 | 10806.8649 | 9411.119 | 7431.9895
8 | 30 | 11 | 882 | 139 | 36.1 | 3.1 | 1007.541 | 59.343 | 7621.771 | 7330.041 | 11817.6158 | 10290.9915 | 8123.2887
8 | 30 | 12 | 898 | 144 | 36.7 | 2.6 | 1056.892 | 62.469 | 7896.975 | 7593.017 | 12024.7936 | 10472.7939 | 8282.3023
8 | 30 | 13 | 895 | 141 | 37.8 | 3.6 | 1018.944 | 60.506 | 7672.163 | 7378.213 | 11994.9911 | 10444.7961 | 8244.8605
8 | 30 | 14 | 885 | 128 | 38.9 | 4.6 | 906.237 | 57.664 | 6891.752 | 6631.208 | 11838.4243 | 10312.5392 | 8061.0221
8 | 30 | 15 | 840 | 100 | 39.4 | 3.1 | 706.993 | 56.197 | 5372.925 | 5171.441 | 10454.6454 | 9099.7076 | 7023.4629
8 | 30 | 16 | 696 | 105 | 39.4 | 4.1 | 460.344 | 49.42 | 3502.022 | 3362.482 | 7410.1958 | 6388.3276 | 5248.7691
8 | 30 | 17 | 594 | 51 | 38.9 | 2.6 | 205.559 | 44.028 | 1405.845 | 1321.536 | 5068.4559 | 4270.8223 | 3514.8064
8 | 30 | 18 | 202 | 12 | 38.3 | 2.1 | 12.796 | 38.178 | 85.486 | 28.279 | 1410.8164 | 1184.2599 | 979.7978
8 | 30 | 19 | 0 | 0 | 34.4 | 1.5 | 0 | 34.4 | 0 | 0 | 0 | 0 | 0
8 | 30 | 20 | 0 | 0 | 33.9 | 0 | 0 | 33.9 | 0 | 0 | 0 | 0 | 0
8 | 30 | 21 | 0 | 0 | 33.3 | 0 | 0 | 33.3 | 0 | 0 | 0 | 0 | 0
8 | 30 | 22 | 0 | 0 | 32.2 | 0 | 0 | 32.2 | 0 | 0 | 0 | 0 | 0
8 | 30 | 23 | 0 | 0 | 30.6 | 0 | 0 | 30.6 | 0 | 0 | 0 | 0 | 0
8 | 31 | 0 | 0 | 0 | 30 | 0 | 0 | 30 | 0 | 0 | 0 | 0 | 0
8 | 31 | 1 | 0 | 0 | 30 | 1.5 | 0 | 30 | 0 | 0 | 0 | 0 | 0
8 | 31 | 2 | 0 | 0 | 26.7 | 1.5 | 0 | 26.7 | 0 | 0 | 0 | 0 | 0
8 | 31 | 3 | 0 | 0 | 26.1 | 0 | 0 | 26.1 | 0 | 0 | 0 | 0 | 0
8 | 31 | 4 | 0 | 0 | 25.6 | 3.6 | 0 | 25.6 | 0 | 0 | 0 | 0 | 0
8 | 31 | 5 | 0 | 0 | 25.6 | 1.5 | 0 | 25.6 | 0 | 0 | 0 | 0 | 0
8 | 31 | 6 | 292 | 16 | 25.6 | 2.1 | 20.966 | 24.573 | 131.613 | 73.56 | 0 | 0 | 0
8 | 31 | 7 | 677 | 38 | 27.8 | 1.5 | 224.724 | 32.644 | 1600.89 | 1512.074 | 4774.1987 | 4014.1893 | 3293.8835
8 | 31 | 8 | 819 | 60 | 29.4 | 2.1 | 485.832 | 41.127 | 3807.385 | 3658.549 | 7083.9032 | 5976.8561 | 4835.8058
8 | 31 | 9 | 875 | 78 | 32.2 | 2.1 | 715.21 | 50.272 | 5564.147 | 5355.661 | 9422.0156 | 8139.3579 | 6301.0732
8 | 31 | 10 | 939 | 98 | 34.4 | 2.6 | 930.488 | 56.79 | 7101.404 | 6832.089 | 11761.1232 | 10242.3138 | 7805.1579
8 | 31 | 11 | 970 | 110 | 35.6 | 4.1 | 1065.086 | 58.13 | 8095.938 | 7782.979 | 12995.3705 | 11316.8672 | 8646.4491
8 | 31 | 12 | 983 | 114 | 36.7 | 2.6 | 1113.125 | 63.823 | 8271.803 | 7950.776 | 13169.4925 | 11468.5078 | 8779.176
8 | 31 | 13 | 957 | 123 | 37.2 | 2.1 | 1061.669 | 64.841 | 7855.336 | 7553.246 | 12833.4612 | 11173.264 | 8635.5611
8 | 31 | 14 | 938 | 118 | 37.8 | 3.1 | 942.399 | 59.959 | 7101.585 | 6832.263 | 12542.0793 | 10926.2689 | 8422.1095
8 | 31 | 15 | 897 | 88 | 37.8 | 3.1 | 730.833 | 55.199 | 5574.289 | 5365.427 | 11153.8913 | 9707.5967 | 7368.3175
8 | 31 | 16 | 827 | 64 | 37.8 | 3.1 | 481.989 | 49.337 | 3650.643 | 3506.618 | 8794.1115 | 7579.7011 | 5826.1008
8 | 31 | 17 | 692 | 36 | 37.2 | 2.6 | 215.197 | 42.566 | 1450.138 | 1364.817 | 5897.3699 | 4968.7862 | 3936.3796
8 | 31 | 18 | 292 | 4 | 35.6 | 3.1 | 8.514 | 35.248 | 39.098 | 0 | 2038.7654 | 1711.2727 | 1329.8726
8 | 31 | 19 | 0 | 0 | 32.2 | 1.5 | 0 | 32.2 | 0 | 0 | 0 | 0 | 0
8 | 31 | 20 | 0 | 0 | 30 | 0 | 0 | 30 | 0 | 0 | 0 | 0 | 0
8 | 31 | 21 | 0 | 0 | 30.5 | 0.4 | 0 | 30.5 | 0 | 0 | 0 | 0 | 0
8 | 31 | 22 | 0 | 0 | 30.9 | 0.9 | 0 | 30.9 | 0 | 0 | 0 | 0 | 0
8 | 31 | 23 | 0 | 0 | 31.4 | 1.3 | 0 | 31.4 | 0 | 0 | 0 | 0 | 0
9 | 1 | 0 | 0 | 0 | 31.9 | 1.8 | 0 | 31.9 | 0 | 0 | 0 | 0 | 0
9 | 1 | 1 | 0 | 0 | 32.4 | 2.2 | 0 | 32.4 | 0 | 0 | 0 | 0 | 0
9 | 1 | 2 | 0 | 0 | 32.8 | 2.7 | 0 | 32.8 | 0 | 0 | 0 | 0 | 0
9 | 1 | 3 | 0 | 0 | 33.3 | 3.1 | 0 | 33.3 | 0 | 0 | 0 | 0 | 0
9 | 1 | 4 | 0 | 0 | 32.2 | 2.6 | 0 | 32.2 | 0 | 0 | 0 | 0 | 0
9 | 1 | 5 | 0 | 0 | 31.7 | 3.1 | 0 | 31.7 | 0 | 0 | 0 | 0 | 0
9 | 1 | 6 | 45 | 37 | 31.1 | 2.6 | 32.527 | 30.615 | 266.612 | 206.039 | 0 | 0 | 0
9 | 1 | 7 | 332 | 113 | 32.2 | 3.1 | 197.209 | 35.665 | 1497.008 | 1410.609 | 2344.1261 | 1971.3477 | 2226.5089
9 | 1 | 8 | 581 | 147 | 34.4 | 5.7 | 449.737 | 41.93 | 3543.331 | 3402.552 | 5030.6716 | 4244.9821 | 4121.0506
9 | 1 | 9 | 648 | 192 | 35.6 | 4.1 | 675.089 | 49.492 | 5276.554 | 5078.552 | 6982.6051 | 6032.7874 | 5562.7638
9 | 1 | 10 | 710 | 177 | 37.2 | 5.2 | 823.886 | 52.875 | 6386.188 | 6146.176 | 8894.5696 | 7746.0631 | 6589.9603
9 | 1 | 11 | 777 | 199 | 37.8 | 4.1 | 986.121 | 58.548 | 7483.544 | 7197.858 | 10408.5116 | 9064.3642 | 7666.1526
9 | 1 | 12 | 833 | 187 | 39.4 | 3.6 | 1048.795 | 62.543 | 7834.196 | 7533.051 | 11165.2892 | 9722.0612 | 8047.1538
9 | 1 | 13 | 787 | 176 | 40.6 | 2.6 | 961.792 | 64.256 | 7133.438 | 6862.77 | 10559.6942 | 9192.2576 | 7605.6148
9 | 1 | 14 | 806 | 174 | 41.1 | 2.1 | 892.449 | 64.366 | 6607.973 | 6359.061 | 10772.2651 | 9385.0978 | 7718.7215
9 | 1 | 15 | 751 | 150 | 41.1 | 2.1 | 697.463 | 59.678 | 5231.853 | 5035.456 | 9329.523 | 8119.1566 | 6673.2074
9 | 1 | 16 | 647 | 119 | 41.1 | 3.1 | 449.701 | 51.887 | 3393.856 | 3257.533 | 6871.199 | 5920.9441 | 5011.4531
9 | 1 | 17 | 459 | 79 | 40.6 | 4.6 | 196.937 | 44.604 | 1388.554 | 1304.638 | 3906.65 | 3291.1836 | 2970.2371
9 | 1 | 18 | 95 | 33 | 38.9 | 5.2 | 28.898 | 39.011 | 225.926 | 166.119 | 663.0675 | 556.5218 | 637.1026
9 | 1 | 19 | 0 | 0 | 37.2 | 2.1 | 0 | 37.2 | 0 | 0 | 0 | 0 | 0
9 | 1 | 20 | 0 | 0 | 36.1 | 2.6 | 0 | 36.1 | 0 | 0 | 0 | 0 | 0
9 | 1 | 21 | 0 | 0 | 35 | 2.6 | 0 | 35 | 0 | 0 | 0 | 0 | 0
9 | 1 | 22 | 0 | 0 | 34.4 | 2.1 | 0 | 34.4 | 0 | 0 | 0 | 0 | 0
9 | 1 | 23 | 0 | 0 | 33.3 | 2.1 | 0 | 33.3 | 0 | 0 | 0 | 0 | 0
9 | 2 | 0 | 0 | 0 | 32.2 | 2.1 | 0 | 32.2 | 0 | 0 | 0 | 0 | 0
9 | 2 | 1 | 0 | 0 | 31.7 | 2.1 | 0 | 31.7 | 0 | 0 | 0 | 0 | 0
9 | 2 | 2 | 0 | 0 | 31.1 | 2.1 | 0 | 31.1 | 0 | 0 | 0 | 0 | 0
9 | 2 | 3 | 0 | 0 | 30.6 | 1.5 | 0 | 30.6 | 0 | 0 | 0 | 0 | 0
9 | 2 | 4 | 0 | 0 | 29.4 | 2.6 | 0 | 29.4 | 0 | 0 | 0 | 0 | 0
9 | 2 | 5 | 0 | 0 | 29.4 | 2.1 | 0 | 29.4 | 0 | 0 | 0 | 0 | 0
9 | 2 | 6 | 110 | 32 | 30.6 | 2.6 | 30.279 | 30.096 | 235.188 | 175.207 | 0 | 0 | 0
9 | 2 | 7 | 433 | 87 | 32.2 | 3.6 | 204.272 | 35.661 | 1514.92 | 1428.107 | 3060.8941 | 2574.6124 | 2515.7654
9 | 2 | 8 | 665 | 119 | 35 | 6.2 | 470.721 | 42.557 | 3691.554 | 3546.282 | 5763.9732 | 4864.3085 | 4396.3333
9 | 2 | 9 | 753 | 153 | 36.7 | 7.2 | 713.324 | 47.734 | 5610.001 | 5399.816 | 8119.5503 | 7015.9154 | 6000.6637
9 | 2 | 10 | 822 | 173 | 37.2 | 5.7 | 914.371 | 53.736 | 7063.683 | 6795.957 | 10299.3684 | 8969.5894 | 7417.3736
9 | 2 | 11 | 811 | 246 | 38.3 | 5.7 | 1068.719 | 57.829 | 8133.604 | 7818.927 | 10862.6056 | 9460.0804 | 8256.5275
9 | 2 | 12 | 809 | 257 | 38.9 | 3.1 | 1105.429 | 64.465 | 8193.339 | 7875.925 | 10848.7103 | 9445.2827 | 8322.4448
9 | 2 | 13 | 809 | 258 | 39.4 | 3.1 | 1074.052 | 64.367 | 7962.613 | 7655.702 | 10860.7587 | 9452.8974 | 8337.0676
9 | 2 | 14 | 797 | 211 | 40.6 | 4.1 | 927.733 | 60.584 | 6975.183 | 6711.167 | 10646.9276 | 9276.4948 | 7889.2882
9 | 2 | 15 | 715 | 169 | 39.4 | 3.1 | 691.269 | 55.903 | 5264.789 | 5067.21 | 8873.453 | 7721.6386 | 6522.7555
9 | 2 | 16 | 618 | 125 | 39.4 | 2.6 | 440.985 | 50.588 | 3347.213 | 3212.264 | 6554.4219 | 5646.5996 | 4857.0827
9 | 2 | 17 | 376 | 96 | 39.4 | 2.6 | 189.095 | 44.105 | 1362.061 | 1278.746 | 3195.9209 | 2692.1491 | 2636.123
9 | 2 | 18 | 41 | 39 | 37.8 | 3.1 | 33.015 | 38.04 | 266.05 | 205.488 | 286.0569 | 240.0748 | 434.6623
9 | 2 | 19 | 0 | 0 | 37.8 | 2.1 | 0 | 37.8 | 0 | 0 | 0 | 0 | 0
9 | 2 | 20 | 0 | 0 | 36.7 | 2.1 | 0 | 36.7 | 0 | 0 | 0 | 0 | 0
9 | 2 | 21 | 0 | 0 | 35 | 2.6 | 0 | 35 | 0 | 0 | 0 | 0 | 0
9 | 2 | 22 | 0 | 0 | 33.9 | 2.6 | 0 | 33.9 | 0 | 0 | 0 | 0 | 0
9 | 2 | 23 | 0 | 0 | 33.9 | 2.1 | 0 | 33.9 | 0 | 0 | 0 | 0 | 0
9 | 3 | 0 | 0 | 0 | 33.3 | 1.5 | 0 | 33.3 | 0 | 0 | 0 | 0 | 0
9 | 3 | 1 | 0 | 0 | 32.8 | 2.1 | 0 | 32.8 | 0 | 0 | 0 | 0 | 0
9 | 3 | 2 | 0 | 0 | 31.1 | 2.1 | 0 | 31.1 | 0 | 0 | 0 | 0 | 0
9 | 3 | 3 | 0 | 0 | 29.4 | 2.1 | 0 | 29.4 | 0 | 0 | 0 | 0 | 0
9 | 3 | 4 | 0 | 0 | 29.4 | 2.6 | 0 | 29.4 | 0 | 0 | 0 | 0 | 0
9 | 3 | 5 | 0 | 0 | 28.3 | 2.1 | 0 | 28.3 | 0 | 0 | 0 | 0 | 0
9 | 3 | 6 | 42 | 52 | 28.3 | 2.6 | 43.93 | 28.064 | 365.137 | 302.686 | 0 | 0 | 0
9 | 3 | 7 | 70 | 113 | 30 | 2.1 | 122.093 | 31.894 | 995.894 | 920.636 | 495.4066 | 416.7763 | 1046.3633
9 | 3 | 8 | 152 | 156 | 31.1 | 2.1 | 228.334 | 36.016 | 1862.898 | 1767.824 | 1318.8124 | 1113.0914 | 1853.4801
9 | 3 | 9 | 455 | 323 | 33.3 | 0.5 | 655.629 | 54.321 | 5038.535 | 4848.998 | 4909.4196 | 4242.598 | 5162.4272
9 | 3 | 10 | 692 | 227 | 34.4 | 3.1 | 861.739 | 54.071 | 6649.459 | 6398.863 | 8671.7264 | 7552.1822 | 6788.4439
9 | 3 | 11 | 415 | 353 | 34.4 | 1.5 | 788.522 | 57.073 | 6019.397 | 5793.736 | 5557.7818 | 4840.3338 | 5741.94
9 | 3 | 12 | 717 | 297 | 34.4 | 3.6 | 1053.053 | 57.387 | 8029.508 | 7719.57 | 9619.4115 | 8373.9868 | 7841.4907
9 | 3 | 13 | 283 | 384 | 34.4 | 1.5 | 677.083 | 54.844 | 5214.132 | 5018.369 | 3801.2284 | 3307.9814 | 4880.3537
9 | 3 | 14 | 147 | 410 | 36.1 | 2.1 | 538.941 | 50.387 | 4221.207 | 4059.266 | 1962.7523 | 1710.2157 | 3933.8094
9 | 3 | 15 | 11 | 387 | 36.1 | 1.5 | 370.158 | 46.9 | 2938.765 | 2815.538 | 136.3729 | 118.6614 | 2667.2247
9 | 3 | 16 | 9 | 198 | 35.6 | 2.1 | 184.674 | 40.249 | 1501.827 | 1415.316 | 95.3196 | 82.0965 | 1375.6608
9 | 3 | 17 | 9 | 155 | 35.6 | 2.1 | 141.278 | 38.601 | 1153.341 | 1074.675 | 76.3914 | 64.3432 | 1066.4698
9 | 3 | 18 | 76 | 44 | 35 | 2.1 | 37.296 | 35.171 | 299.363 | 238.17 | 530.0316 | 444.7977 | 623.0142
9 | 3 | 19 | 0 | 0 | 31.7 | 5.2 | 0 | 31.7 | 0 | 0 | 0 | 0 | 0
9 | 3 | 20 | 0 | 0 | 30 | 2.6 | 0 | 30 | 0 | 0 | 0 | 0 | 0
9 | 3 | 21 | 0 | 0 | 28.9 | 3.1 | 0 | 28.9 | 0 | 0 | 0 | 0 | 0
9 | 3 | 22 | 0 | 0 | 27.8 | 3.1 | 0 | 27.8 | 0 | 0 | 0 | 0 | 0
9 | 3 | 23 | 0 | 0 | 27.8 | 3.1 | 0 | 27.8 | 0 | 0 | 0 | 0 | 0
9 | 4 | 0 | 0 | 0 | 27.8 | 4.1 | 0 | 27.8 | 0 | 0 | 0 | 0 | 0
9 | 4 | 1 | 0 | 0 | 27.2 | 2.6 | 0 | 27.2 | 0 | 0 | 0 | 0 | 0
9 | 4 | 2 | 0 | 0 | 27.2 | 2.1 | 0 | 27.2 | 0 | 0 | 0 | 0 | 0
9 | 4 | 3 | 0 | 0 | 26.7 | 3.1 | 0 | 26.7 | 0 | 0 | 0 | 0 | 0
9 | 4 | 4 | 0 | 0 | 26.7 | 3.1 | 0 | 26.7 | 0 | 0 | 0 | 0 | 0
9 | 4 | 5 | 0 | 0 | 25.6 | 2.6 | 0 | 25.6 | 0 | 0 | 0 | 0 | 0
9 | 4 | 6 | 11 | 31 | 26.1 | 2.6 | 27.544 | 25.395 | 234.097 | 174.137 | 0 | 0 | 0
9 | 4 | 7 | 29 | 120 | 27.2 | 3.6 | 117.581 | 28.603 | 986.43 | 911.375 | 205.4709 | 172.8883 | 906.6458
9 | 4 | 8 | 103 | 251 | 27.8 | 3.1 | 290.329 | 33.522 | 2405.356 | 2296.58 | 894.5483 | 755.0913 | 2212.9558
9 | 4 | 9 | 268 | 344 | 28.9 | 2.6 | 533.886 | 41.232 | 4317.571 | 4152.495 | 2893.4899 | 2500.7514 | 4065.2541
9 | 4 | 10 | 331 | 325 | 31.1 | 2.6 | 628.729 | 46.249 | 5001.343 | 4813.111 | 4148.3595 | 3612.8276 | 4692.7804
9 | 4 | 11 | 269 | 368 | 31.1 | 3.1 | 649.859 | 46.128 | 5175.085 | 4980.715 | 3601.9728 | 3137.0983 | 4651.4924
9 | 4 | 12 | 504 | 368 | 32.8 | 3.1 | 909.93 | 53.531 | 7043.857 | 6776.965 | 6764.7976 | 5888.2259 | 6577.895
9 | 4 | 13 | 622 | 353 | 33.3 | 3.1 | 986.958 | 56.215 | 7559.324 | 7270.333 | 8358.8256 | 7273.1097 | 7448.4976
9 | 4 | 14 | 637 | 252 | 33.9 | 3.1 | 829.921 | 53.59 | 6415.206 | 6174.039 | 8500.7533 | 7407.4054 | 6856.5089
9 | 4 | 15 | 674 | 166 | 33.3 | 2.1 | 659.503 | 50.938 | 5120.948 | 4928.502 | 8346.9029 | 7262.2525 | 6182.4732
9 | 4 | 16 | 432 | 173 | 33.3 | 2.1 | 391.437 | 43.926 | 3067.077 | 2940.228 | 4568.7054 | 3933.8897 | 3957.1515
9 | 4 | 17 | 320 | 88 | 32.8 | 2.6 | 167.198 | 36.679 | 1242.488 | 1161.855 | 2712.2064 | 2284.2166 | 2280.141
9 | 4 | 18 | 18 | 31 | 31.1 | 4.1 | 27.053 | 30.892 | 225.282 | 165.488 | 125.4775 | 105.2908 | 280.3081
9 | 4 | 19 | 0 | 0 | 30.6 | 2.1 | 0 | 30.6 | 0 | 0 | 0 | 0 | 0
9 | 4 | 20 | 0 | 0 | 29.4 | 2.1 | 0 | 29.4 | 0 | 0 | 0 | 0 | 0
9 | 4 | 21 | 0 | 0 | 28.9 | 2.6 | 0 | 28.9 | 0 | 0 | 0 | 0 | 0
9 | 4 | 22 | 0 | 0 | 27.8 | 2.1 | 0 | 27.8 | 0 | 0 | 0 | 0 | 0
9 | 4 | 23 | 0 | 0 | 27.2 | 2.1 | 0 | 27.2 | 0 | 0 | 0 | 0 | 0
9 | 5 | 0 | 0 | 0 | 27.2 | 2.1 | 0 | 27.2 | 0 | 0 | 0 | 0 | 0
9 | 5 | 1 | 0 | 0 | 26.1 | 2.1 | 0 | 26.1 | 0 | 0 | 0 | 0 | 0
9 | 5 | 2 | 0 | 0 | 25.6 | 1.5 | 0 | 25.6 | 0 | 0 | 0 | 0 | 0
9 | 5 | 3 | 0 | 0 | 26.1 | 2.1 | 0 | 26.1 | 0 | 0 | 0 | 0 | 0
9 | 5 | 4 | 0 | 0 | 25.6 | 2.6 | 0 | 25.6 | 0 | 0 | 0 | 0 | 0
9 | 5 | 5 | 0 | 0 | 25.6 | 2.1 | 0 | 25.6 | 0 | 0 | 0 | 0 | 0
9 | 5 | 6 | 85 | 36 | 25.6 | 1.5 | 34.129 | 24.896 | 273.249 | 212.551 | 0 | 0 | 0
9 | 5 | 7 | 261 | 126 | 26.7 | 1.5 | 193.088 | 30.667 | 1520.76 | 1433.811 | 1851.2544 | 1557.9434 | 1995.3001
9 | 5 | 8 | 807 | 69 | 28.9 | 2.1 | 495.582 | 40.779 | 3897.916 | 3746.263 | 7015.433 | 5922.392 | 4851.1404
9 | 5 | 9 | 858 | 81 | 30 | 2.6 | 712.834 | 47.016 | 5617.737 | 5407.265 | 9268.917 | 8011.6456 | 6226.0733
9 | 5 | 10 | 892 | 79 | 31.7 | 1 | 875.463 | 58.403 | 6639.675 | 6389.477 | 11180.2143 | 9736.9728 | 7325.1674
9 | 5 | 11 | 920 | 94 | 32.8 | 2.6 | 1005.281 | 57.274 | 7667.49 | 7373.747 | 12317.0031 | 10727.72 | 8125.9364
9 | 5 | 12 | 947 | 96 | 34.4 | 3.1 | 1062.554 | 59.085 | 8047.646 | 7736.885 | 12716.4069 | 11067.2447 | 8384.6938
9 | 5 | 13 | 956 | 94 | 35 | 2.6 | 1033.314 | 60.437 | 7782.559 | 7483.717 | 12853.5256 | 11182.4124 | 8454.8348
9 | 5 | 14 | 930 | 87 | 35 | 2.6 | 904.046 | 57.509 | 6878.754 | 6618.748 | 12403.8882 | 10809.0334 | 8128.7298
9 | 5 | 15 | 891 | 76 | 36.1 | 2.1 | 712.968 | 55.156 | 5437.54 | 5233.704 | 11021.8603 | 9588.8223 | 7207.4605
9 | 5 | 16 | 824 | 60 | 35.6 | 3.1 | 473.861 | 46.907 | 3618.255 | 3475.214 | 8701.2706 | 7490.2158 | 5744.4349
9 | 5 | 17 | 616 | 45 | 35 | 2.6 | 202.016 | 39.98 | 1385.712 | 1301.861 | 5213.1767 | 4390.091 | 3567.1871
9 | 5 | 18 | 252 | 21 | 33.9 | 2.1 | 23.41 | 33.849 | 157.009 | 98.487 | 1755.8383 | 1473.2287 | 1258.9942
9 | 5 | 19 | 0 | 0 | 33.3 | 1.5 | 0 | 33.3 | 0 | 0 | 0 | 0 | 0
9 | 5 | 20 | 0 | 0 | 32.2 | 1.5 | 0 | 32.2 | 0 | 0 | 0 | 0 | 0
9 | 5 | 21 | 0 | 0 | 31.7 | 1.5 | 0 | 31.7 | 0 | 0 | 0 | 0 | 0
9 | 5 | 22 | 0 | 0 | 30.6 | 1.5 | 0 | 30.6 | 0 | 0 | 0 | 0 | 0
9 | 5 | 23 | 0 | 0 | 29.4 | 0 | 0 | 29.4 | 0 | 0 | 0 | 0 | 0
9 | 6 | 0 | 0 | 0 | 28.9 | 1.5 | 0 | 28.9 | 0 | 0 | 0 | 0 | 0
9 | 6 | 1 | 0 | 0 | 28.3 | 0 | 0 | 28.3 | 0 | 0 | 0 | 0 | 0
9 | 6 | 2 | 0 | 0 | 27.8 | 2.1 | 0 | 27.8 | 0 | 0 | 0 | 0 | 0
9 | 6 | 3 | 0 | 0 | 26.7 | 1.5 | 0 | 26.7 | 0 | 0 | 0 | 0 | 0
9 | 6 | 4 | 0 | 0 | 25.6 | 2.1 | 0 | 25.6 | 0 | 0 | 0 | 0 | 0
9 | 6 | 5 | 0 | 0 | 25 | 2.1 | 0 | 25 | 0 | 0 | 0 | 0 | 0
9 | 6 | 6 | 89 | 32 | 25 | 3.1 | 31.443 | 24.359 | 248.292 | 188.065 | 0 | 0 | 0
9 | 6 | 7 | 461 | 77 | 26.7 | 2.1 | 209.122 | 30.74 | 1574.401 | 1486.205 | 3273.2849 | 2755.0923 | 2585.3435
9 | 6 | 8 | 608 | 117 | 28.9 | 2.1 | 444.97 | 39.554 | 3535.168 | 3394.635 | 5290.3638 | 4466.5699 | 4085.8456
9 | 6 | 9 | 663 | 167 | 31.1 | 2.1 | 668.747 | 47.952 | 5258.575 | 5061.219 | 7166.3057 | 6194.8325 | 5508.3988
9 | 6 | 10 | 808 | 166 | 33.9 | 2.6 | 901.268 | 55.542 | 6914.186 | 6652.71 | 10127.942 | 8820.5774 | 7266.4463
9 | 6 | 11 | 806 | 176 | 35.6 | 2.1 | 990.64 | 61.158 | 7440.206 | 7156.402 | 10788.8576 | 9397.0877 | 7743.4258
9 | 6 | 12 | 676 | 240 | 36.7 | 2.1 | 958.893 | 61.707 | 7186.901 | 6913.967 | 9081.2718 | 7902.5521 | 7133.399
9 | 6 | 13 | 718 | 262 | 37.2 | 3.1 | 992.936 | 60.235 | 7484.854 | 7199.112 | 9658.0884 | 8401.3004 | 7631.3313
9 | 6 | 14 | 671 | 229 | 37.8 | 3.1 | 837.969 | 57.6 | 6376.038 | 6136.428 | 8944.1865 | 7794.4717 | 6972.0376
9 | 6 | 15 | 681 | 162 | 37.8 | 3.1 | 660.384 | 53.46 | 5077.446 | 4886.539 | 8414.292 | 7319.689 | 6196.5785
9 | 6 | 16 | 634 | 123 | 36.7 | 2.6 | 445.731 | 47.903 | 3414.788 | 3277.845 | 6684.473 | 5752.5182 | 4924.8298
9 | 6 | 17 | 425 | 78 | 36.1 | 3.1 | 183.268 | 40.302 | 1311.682 | 1229.502 | 3591.1863 | 3023.8936 | 2766.1932
9 | 6 | 18 | 66 | 30 | 34.4 | 2.6 | 27.241 | 34.382 | 216.005 | 156.384 | 459.6262 | 385.6104 | 487.6795
9 | 6 | 19 | 0 | 0 | 33.3 | 1.5 | 0 | 33.3 | 0 | 0 | 0 | 0 | 0
9 | 6 | 20 | 0 | 0 | 32.2 | 0 | 0 | 32.2 | 0 | 0 | 0 | 0 | 0
9 | 6 | 21 | 0 | 0 | 31.1 | 2.1 | 0 | 31.1 | 0 | 0 | 0 | 0 | 0
9 | 6 | 22 | 0 | 0 | 30 | 2.1 | 0 | 30 | 0 | 0 | 0 | 0 | 0
9 | 6 | 23 | 0 | 0 | 28.9 | 0 | 0 | 28.9 | 0 | 0 | 0 | 0 | 0
9 | 7 | 0 | 0 | 0 | 28.3 | 0 | 0 | 28.3 | 0 | 0 | 0 | 0 | 0
9 | 7 | 1 | 0 | 0 | 27.8 | 2.1 | 0 | 27.8 | 0 | 0 | 0 | 0 | 0
9 | 7 | 2 | 0 | 0 | 26.7 | 1.5 | 0 | 26.7 | 0 | 0 | 0 | 0 | 0
9 | 7 | 3 | 0 | 0 | 26.1 | 1.5 | 0 | 26.1 | 0 | 0 | 0 | 0 | 0
9 | 7 | 4 | 0 | 0 | 25 | 1.5 | 0 | 25 | 0 | 0 | 0 | 0 | 0
9 | 7 | 5 | 0 | 0 | 25 | 1.5 | 0 | 25 | 0 | 0 | 0 | 0 | 0
9 | 7 | 6 | 173 | 28 | 25.6 | 0 | 32.041 | 24.209 | 229.581 | 169.706 | 0 | 0 | 0
9 | 7 | 7 | 576 | 61 | 26.1 | 2.6 | 226.587 | 30.322 | 1678.2 | 1587.562 | 4093.9838 | 3446.3681 | 3004.9182
9 | 7 | 8 | 747 | 89 | 28.3 | 2.6 | 489.871 | 39.426 | 3882.314 | 3731.149 | 6505.6325 | 5493.1679 | 4662.977
9 | 7 | 9 | 833 | 111 | 31.1 | 2.6 | 733.817 | 48.57 | 5752.244 | 5536.746 | 9008.4887 | 7787.9815 | 6265.6652
9 | 7 | 10 | 890 | 126 | 34.4 | 1.5 | 925.958 | 60.123 | 6975.635 | 6711.6 | 11156.0861 | 9716.0252 | 7624.4101
9 | 7 | 11 | 918 | 135 | 36.1 | 2.6 | 1048.441 | 61.525 | 7862.713 | 7560.292 | 12285.7082 | 10701.2408 | 8380.4859
9 | 7 | 12 | 926 | 137 | 36.7 | 2.6 | 1085.811 | 63.191 | 8089.633 | 7776.962 | 12444.9186 | 10828.2727 | 8493.4376
9 | 7 | 13 | 915 | 134 | 37.2 | 2.1 | 1036.228 | 64.195 | 7687.413 | 7392.79 | 12313.5649 | 10709.9189 | 8392.5372
9 | 7 | 14 | 887 | 125 | 37.2 | 2.1 | 906.717 | 61.098 | 6801.813 | 6544.985 | 11816.0225 | 10297.4556 | 8024.1053
9 | 7 | 15 | 839 | 109 | 37.8 | 3.1 | 714.754 | 54.779 | 5461.736 | 5257.015 | 10353.9781 | 9006.3257 | 7021.677
9 | 7 | 16 | 746 | 86 | 37.8 | 3.1 | 462.892 | 48.882 | 3517.179 | 3377.185 | 7852.6403 | 6755.889 | 5396.854
9 | 7 | 17 | 558 | 57 | 36.7 | 3.1 | 197.696 | 41.284 | 1367.175 | 1283.745 | 4707.4878 | 3963.4786 | 3329.0013
9 | 7 | 18 | 134 | 25 | 35 | 2.6 | 24.456 | 34.976 | 180.33 | 121.374 | 932.6721 | 782.3991 | 758.1816
9 | 7 | 19 | 0 | 0 | 33.3 | 2.1 | 0 | 33.3 | 0 | 0 | 0 | 0 | 0
9 | 7 | 20 | 0 | 0 | 31.1 | 1.5 | 0 | 31.1 | 0 | 0 | 0 | 0 | 0
9 | 7 | 21 | 0 | 0 | 30 | 0 | 0 | 30 | 0 | 0 | 0 | 0 | 0
9 | 7 | 22 | 0 | 0 | 28.9 | 0 | 0 | 28.9 | 0 | 0 | 0 | 0 | 0
9 | 7 | 23 | 0 | 0 | 28.9 | 1.5 | 0 | 28.9 | 0 | 0 | 0 | 0 | 0
9 | 8 | 0 | 0 | 0 | 26.7 | 0 | 0 | 26.7 | 0 | 0 | 0 | 0 | 0
9 | 8 | 1 | 0 | 0 | 25.6 | 0 | 0 | 25.6 | 0 | 0 | 0 | 0 | 0
9 | 8 | 2 | 0 | 0 | 25.6 | 2.1 | 0 | 25.6 | 0 | 0 | 0 | 0 | 0
9 | 8 | 3 | 0 | 0 | 24.4 | 1.5 | 0 | 24.4 | 0 | 0 | 0 | 0 | 0
9 | 8 | 4 | 0 | 0 | 23.9 | 2.6 | 0 | 23.9 | 0 | 0 | 0 | 0 | 0
9 | 8 | 5 | 0 | 0 | 23.3 | 2.1 | 0 | 23.3 | 0 | 0 | 0 | 0 | 0
9 | 8 | 6 | 264 | 24 | 22.8 | 0 | 34.075 | 21.325 | 221.004 | 161.289 | 0 | 0 | 0
9 | 8 | 7 | 670 | 49 | 26.1 | 2.1 | 242.808 | 31.015 | 1773.656 | 1680.74 | 4766.7474 | 4013.2601 | 3355.86
9 | 8 | 8 | 809 | 79 | 28.9 | 2.6 | 513.324 | 40.625 | 4047.092 | 3890.736 | 7051.633 | 5954.7905 | 4939.1374
9 | 8 | 9 | 889 | 91 | 31.1 | 1.5 | 750.544 | 51.827 | 5809.035 | 5591.397 | 9618.7436 | 8316.2442 | 6506.7514
9 | 8 | 10 | 933 | 104 | 32.8 | 1.5 | 942.616 | 59.057 | 7131.204 | 6860.63 | 11695.0663 | 10185.4308 | 7805.1766
9 | 8 | 11 | 954 | 111 | 36.7 | 3.1 | 1060.175 | 61.135 | 7963.178 | 7656.241 | 12764.8779 | 11119.0408 | 8511.6108
9 | 8 | 12 | 972 | 103 | 37.2 | 1.5 | 1097.86 | 67.913 | 8023.367 | 7713.707 | 13068.4539 | 11369.4464 | 8645.8488
9 | 8 | 13 | 963 | 101 | 38.3 | 3.1 | 1048.986 | 62.762 | 7827.26 | 7526.425 | 12965.2057 | 11275.4786 | 8568.0785
9 | 8 | 14 | 939 | 94 | 38.9 | 3.6 | 919.438 | 59.545 | 6939.638 | 6677.104 | 12500.5173 | 10894.1858 | 8233.0229
9 | 8 | 15 | 898 | 81 | 37.8 | 2.6 | 722.153 | 55.919 | 5490.831 | 5285.043 | 11068.2256 | 9626.8639 | 7268.8086
9 | 8 | 16 | 817 | 64 | 37.8 | 3.1 | 472.695 | 49.113 | 3578.159 | 3436.331 | 8585.6772 | 7384.3858 | 5701.4381
9 | 8 | 17 | 649 | 43 | 37.2 | 5.2 | 206.053 | 41.024 | 1397.051 | 1312.943 | 5466.1915 | 4601.8504 | 3713.4616
9 | 8 | 18 | 203 | 20 | 35.6 | 3.1 | 22.763 | 35.556 | 152.462 | 94.024 | 1412.116 | 1184.4655 | 1032.8446
9 | 8 | 19 | 0 | 0 | 33.9 | 2.1 | 0 | 33.9 | 0 | 0 | 0 | 0 | 0
9 | 8 | 20 | 0 | 0 | 31.7 | 2.1 | 0 | 31.7 | 0 | 0 | 0 | 0 | 0
9 | 8 | 21 | 0 | 0 | 31.1 | 0 | 0 | 31.1 | 0 | 0 | 0 | 0 | 0
9 | 8 | 22 | 0 | 0 | 29.4 | 2.1 | 0 | 29.4 | 0 | 0 | 0 | 0 | 0
9 | 8 | 23 | 0 | 0 | 28.3 | 1.5 | 0 | 28.3 | 0 | 0 | 0 | 0 | 0
9 | 9 | 0 | 0 | 0 | 28.3 | 2.1 | 0 | 28.3 | 0 | 0 | 0 | 0 | 0
9 | 9 | 1 | 0 | 0 | 26.7 | 1.5 | 0 | 26.7 | 0 | 0 | 0 | 0 | 0
9 | 9 | 2 | 0 | 0 | 25.6 | 3.1 | 0 | 25.6 | 0 | 0 | 0 | 0 | 0
9 | 9 | 3 | 0 | 0 | 25 | 1.5 | 0 | 25 | 0 | 0 | 0 | 0 | 0
9 | 9 | 4 | 0 | 0 | 23.9 | 2.1 | 0 | 23.9 | 0 | 0 | 0 | 0 | 0
9 | 9 | 5 | 0 | 0 | 23.9 | 2.1 | 0 | 23.9 | 0 | 0 | 0 | 0 | 0
9 | 9 | 6 | 262 | 23 | 23.9 | 3.1 | 34.112 | 23.29 | 216.818 | 157.182 | 0 | 0 | 0
9 | 9 | 7 | 677 | 47 | 26.1 | 2.6 | 244.014 | 30.756 | 1783.819 | 1690.658 | 4821.055 | 4059.508 | 3377.0974
9 | 9 | 8 | 711 | 84 | 28.3 | 2.6 | 468.813 | 38.97 | 3724.051 | 3577.783 | 6202.5132 | 5238.2529 | 4439.8137
9 | 9 | 9 | 737 | 138 | 30 | 2.1 | 697.194 | 47.627 | 5488.044 | 5282.359 | 7977.7005 | 6897.9438 | 5812.7665
9 | 9 | 10 | 886 | 142 | 33.3 | 2.1 | 950.145 | 57.485 | 7233.755 | 6958.827 | 11105.5715 | 9672.0049 | 7700.5527
9 | 9 | 11 | 889 | 169 | 35 | 1.5 | 1068.605 | 64.824 | 7907.992 | 7603.54 | 11892.5301 | 10359.5799 | 8367.9397
9 | 9 | 12 | 840 | 189 | 37.8 | 2.1 | 1066.163 | 65.409 | 7872.124 | 7569.281 | 11298.2234 | 9828.2358 | 8142.3171
9 | 9 | 13 | 695 | 241 | 40 | 2.6 | 951.78 | 63.492 | 7081.337 | 6812.869 | 9361.0297 | 8140.2884 | 7308.5523
9 | 9 | 14 | 790 | 155 | 39.4 | 1.5 | 861.713 | 63.978 | 6390.224 | 6150.051 | 10509.666 | 9159.2241 | 7429.0843
9 | 9 | 15 | 675 | 181 | 40.6 | 3.1 | 674.676 | 56.604 | 5124.56 | 4931.985 | 8308.8978 | 7226.3365 | 6259.1914
9 | 9 | 16 | 638 | 116 | 39.4 | 2.1 | 439.642 | 51.28 | 3321.175 | 3186.99 | 6693.0734 | 5754.8735 | 4884.6298
9 | 9 | 17 | 445 | 79 | 38.9 | 2.1 | 187.994 | 43.925 | 1322.201 | 1239.785 | 3741.6648 | 3149.7406 | 2867.518
9 | 9 | 18 | 175 | 22 | 36.7 | 2.6 | 23.691 | 36.701 | 162.89 | 104.259 | 1216.6051 | 1020.3559 | 920.6844
9 | 9 | 19 | 0 | 0 | 35 | 1.5 | 0 | 35 | 0 | 0 | 0 | 0 | 0
9 | 9 | 20 | 0 | 0 | 33.3 | 0 | 0 | 33.3 | 0 | 0 | 0 | 0 | 0
9 | 9 | 21 | 0 | 0 | 31.7 | 1.5 | 0 | 31.7 | 0 | 0 | 0 | 0 | 0
9 | 9 | 22 | 0 | 0 | 30 | 1.5 | 0 | 30 | 0 | 0 | 0 | 0 | 0
9 | 9 | 23 | 0 | 0 | 28.9 | 0 | 0 | 28.9 | 0 | 0 | 0 | 0 | 0
9 | 10 | 0 | 0 | 0 | 28.3 | 1.5 | 0 | 28.3 | 0 | 0 | 0 | 0 | 0
9 | 10 | 1 | 0 | 0 | 27.8 | 2.1 | 0 | 27.8 | 0 | 0 | 0 | 0 | 0
9 | 10 | 2 | 0 | 0 | 26.7 | 2.1 | 0 | 26.7 | 0 | 0 | 0 | 0 | 0
9 | 10 | 3 | 0 | 0 | 25.6 | 2.1 | 0 | 25.6 | 0 | 0 | 0 | 0 | 0
9 | 10 | 4 | 0 | 0 | 25 | 2.1 | 0 | 25 | 0 | 0 | 0 | 0 | 0
9 | 10 | 5 | 0 | 0 | 23.9 | 2.1 | 0 | 23.9 | 0 | 0 | 0 | 0 | 0
9 | 10 | 6 | 163 | 27 | 25 | 3.1 | 33.008 | 24.397 | 233.819 | 173.864 | 0 | 0 | 0
9 | 10 | 7 | 587 | 59 | 26.7 | 2.1 | 231.327 | 31.324 | 1710.67 | 1619.26 | 4183.8825 | 3523.4124 | 3048.1605
9 | 10 | 8 | 739 | 99 | 29.4 | 2.1 | 500.751 | 41.519 | 3944.481 | 3791.368 | 6451.8382 | 5449.3241 | 4694.6871
9 | 10 | 9 | 819 | 133 | 31.7 | 2.1 | 750.932 | 50.683 | 5841.676 | 5622.803 | 8868.9316 | 7669.0811 | 6326.0954
9 | 10 | 10 | 774 | 178 | 34.4 | 1.5 | 894.595 | 59.394 | 6760.184 | 6505.066 | 9701.1007 | 8448.7881 | 7087.0639
9 | 10 | 11 | 722 | 229 | 37.2 | 2.1 | 975.369 | 62.33 | 7291.367 | 7013.977 | 9656.2185 | 8411.8706 | 7407.451
9 | 10 | 12 | 566 | 360 | 38.3 | 3.1 | 970.461 | 60.866 | 7298.243 | 7020.558 | 7615.8189 | 6624.2307 | 7042.397
9 | 10 | 13 | 507 | 344 | 40 | 2.6 | 870.837 | 61.504 | 6531.434 | 6285.612 | 6831.6976 | 5940.3779 | 6456.4179
9 | 10 | 14 | 559 | 276 | 41.1 | 3.1 | 785.8 | 59.494 | 5935.117 | 5712.688 | 7431.1697 | 6476.2576 | 6364.5412
9 | 10 | 15 | 557 | 237 | 41.1 | 2.1 | 643.431 | 58.139 | 4862.156 | 4678.767 | 6847.2226 | 5954.6897 | 5744.57
9 | 10 | 16 | 412 | 163 | 40.6 | 3.6 | 371.413 | 49.097 | 2851.49 | 2730.694 | 4314.5098 | 3708.5974 | 3735.6177
9 | 10 | 17 | 271 | 95 | 38.9 | 3.1 | 157.732 | 42.436 | 1158.608 | 1079.826 | 2274.6727 | 1914.6675 | 2051.7147
9 | 10 | 18 | 13 | 17 | 37.2 | 1.5 | 15.705 | 36.983 | 126.872 | 68.906 | 90.3191 | 75.7406 | 167.4757
9 | 10 | 19 | 0 | 0 | 36.1 | 2.1 | 0 | 36.1 | 0 | 0 | 0 | 0 | 0
9 | 10 | 20 | 0 | 0 | 34.4 | 1.5 | 0 | 34.4 | 0 | 0 | 0 | 0 | 0
9 | 10 | 21 | 0 | 0 | 33.3 | 0 | 0 | 33.3 | 0 | 0 | 0 | 0 | 0
9 | 10 | 22 | 0 | 0 | 32.2 | 0 | 0 | 32.2 | 0 | 0 | 0 | 0 | 0
9 | 10 | 23 | 0 | 0 | 30 | 0 | 0 | 30 | 0 | 0 | 0 | 0 | 0
9 | 11 | 0 | 0 | 0 | 29.4 | 2.1 | 0 | 29.4 | 0 | 0 | 0 | 0 | 0
9 | 11 | 1 | 0 | 0 | 28.9 | 0 | 0 | 28.9 | 0 | 0 | 0 | 0 | 0
9 | 11 | 2 | 0 | 0 | 27.2 | 2.1 | 0 | 27.2 | 0 | 0 | 0 | 0 | 0
9 | 11 | 3 | 0 | 0 | 26.1 | 2.1 | 0 | 26.1 | 0 | 0 | 0 | 0 | 0
9 | 11 | 4 | 0 | 0 | 25.6 | 2.6 | 0 | 25.6 | 0 | 0 | 0 | 0 | 0
9 | 11 | 5 | 0 | 0 | 25 | 3.1 | 0 | 25 | 0 | 0 | 0 | 0 | 0
9 | 11 | 6 | 78 | 36 | 24.4 | 3.1 | 36.29 | 23.838 | 288.102 | 227.122 | 0 | 0 | 0
9 | 11 | 7 | 390 | 95 | 26.1 | 3.6 | 208.696 | 29.536 | 1610.045 | 1521.014 | 2782.1165 | 2343.1958 | 2387.3413
9 | 11 | 8 | 780 | 81 | 28.3 | 2.6 | 504.812 | 39.736 | 3998.352 | 3843.542 | 6814.8761 | 5756.4645 | 4803.4874
9 | 11 | 9 | 867 | 101 | 32.8 | 2.6 | 754.222 | 50.748 | 5864.263 | 5644.534 | 9392.1863 | 8122.0534 | 6433.9253
9 | 11 | 10 | 900 | 129 | 33.9 | 2.6 | 943.513 | 56.684 | 7206.064 | 6932.315 | 11279.2939 | 9823.1786 | 7719.3305
9 | 11 | 11 | 920 | 136 | 37.2 | 2.1 | 1056.151 | 64.302 | 7832.429 | 7531.362 | 12301.2151 | 10716.461 | 8395.7604
9 | 11 | 12 | 952 | 118 | 38.3 | 2.1 | 1095.841 | 66.529 | 8054.31 | 7743.246 | 12814.5447 | 11144.9834 | 8590.2999
9 | 11 | 13 | 946 | 115 | 39.4 | 2.6 | 1048.398 | 65.081 | 7749.754 | 7452.371 | 12752.3651 | 11088.0558 | 8528.3664
9 | 11 | 14 | 918 | 107 | 40.6 | 1.5 | 914.89 | 66.702 | 6708.624 | 6455.617 | 12194.2499 | 10627.051 | 8132.529
9 | 11 | 15 | 867 | 93 | 40 | 2.6 | 711.882 | 57.851 | 5372.004 | 5170.554 | 10643.3815 | 9255.433 | 7090.5462
9 | 11 | 16 | 784 | 72 | 40 | 3.1 | 464.417 | 51.128 | 3489.717 | 3350.545 | 8195.1465 | 7042.0803 | 5516.2298
9 | 11 | 17 | 590 | 48 | 38.9 | 2.1 | 194.746 | 44.164 | 1312.812 | 1230.608 | 4943.4131 | 4160.72 | 3418.749
9 | 11 | 18 | 132 | 20 | 36.7 | 2.1 | 21.375 | 36.694 | 149.521 | 91.138 | 916.4796 | 768.4519 | 715.7842
9 | 11 | 19 | 0 | 0 | 35 | 1.5 | 0 | 35 | 0 | 0 | 0 | 0 | 0
9 | 11 | 20 | 0 | 0 | 33.3 | 1.5 | 0 | 33.3 | 0 | 0 | 0 | 0 | 0
9 | 11 | 21 | 0 | 0 | 31.7 | 2.1 | 0 | 31.7 | 0 | 0 | 0 | 0 | 0
9 | 11 | 22 | 0 | 0 | 30 | 2.1 | 0 | 30 | 0 | 0 | 0 | 0 | 0
9 | 11 | 23 | 0 | 0 | 28.9 | 0 | 0 | 28.9 | 0 | 0 | 0 | 0 | 0
9 | 12 | 0 | 0 | 0 | 28.3 | 2.1 | 0 | 28.3 | 0 | 0 | 0 | 0 | 0
9 | 12 | 1 | 0 | 0 | 26.1 | 2.6 | 0 | 26.1 | 0 | 0 | 0 | 0 | 0
9 | 12 | 2 | 0 | 0 | 25 | 2.1 | 0 | 25 | 0 | 0 | 0 | 0 | 0
9 | 12 | 3 | 0 | 0 | 23.3 | 2.1 | 0 | 23.3 | 0 | 0 | 0 | 0 | 0
9 | 12 | 4 | 0 | 0 | 24.4 | 2.1 | 0 | 24.4 | 0 | 0 | 0 | 0 | 0
9 | 12 | 5 | 0 | 0 | 24.4 | 3.1 | 0 | 24.4 | 0 | 0 | 0 | 0 | 0
9 | 12 | 6 | 245 | 24 | 24.4 | 3.1 | 37.327 | 23.877 | 240.016 | 179.944 | 0 | 0 | 0
9 | 12 | 7 | 623 | 65 | 26.7 | 2.1 | 250.162 | 31.828 | 1853.512 | 1758.666 | 4447.8381 | 3746.5209 | 3254.4821
9 | 12 | 8 | 765 | 112 | 28.3 | 2.6 | 530.897 | 40.461 | 4203.04 | 4041.687 | 6688.5491 | 5650.2369 | 4928.3634
9 | 12 | 9 | 842 | 147 | 32.8 | 3.6 | 788.074 | 49.83 | 6152.273 | 5921.465 | 9124.3608 | 7890.8843 | 6575.771
9 | 12 | 10 | 838 | 132 | 34.4 | 3.1 | 901.233 | 55.198 | 6923.751 | 6661.878 | 10500.9612 | 9145.2331 | 7266.1269
9 | 12 | 11 | 797 | 166 | 35 | 3.6 | 978.59 | 56.658 | 7482.473 | 7196.833 | 10653.7237 | 9281.5991 | 7593.252
9 | 12 | 12 | 829 | 134 | 36.7 | 2.6 | 988.769 | 60.91 | 7434.612 | 7151.05 | 11163.0788 | 9707.8378 | 7691.1127
9 | 12 | 13 | 934 | 118 | 37.2 | 2.6 | 1040.203 | 62.545 | 7768.572 | 7470.352 | 12595.7321 | 10951.6249 | 8451.3146
9 | 12 | 14 | 940 | 92 | 38.3 | 2.6 | 917.76 | 61.035 | 6885.691 | 6625.398 | 12476.43 | 10872.5657 | 8203.6864
9 | 12 | 15 | 882 | 86 | 37.8 | 4.1 | 714.432 | 53.313 | 5487.101 | 5281.45 | 10812.1517 | 9401.6635 | 7146.3719
9 | 12 | 16 | 637 | 58 | 36.7 | 2.1 | 377.399 | 47.15 | 2878.739 | 2757.186 | 6646.0517 | 5709.1619 | 4471.4016
9 | 12 | 17 | 630 | 39 | 36.7 | 2.1 | 194.38 | 41.645 | 1304.428 | 1222.412 | 5268.9209 | 4434.3852 | 3564.2699
9 | 12 | 18 | 15 | 16 | 35.6 | 3.1 | 14.923 | 35.347 | 120.505 | 62.656 | 104.0737 | 87.2522 | 169.8326
9 | 12 | 19 | 0 | 0 | 35 | 2.1 | 0 | 35 | 0 | 0 | 0 | 0 | 0
9 | 12 | 20 | 0 | 0 | 33.9 | 1.5 | 0 | 33.9 | 0 | 0 | 0 | 0 | 0
9 | 12 | 21 | 0 | 0 | 32.8 | 2.1 | 0 | 32.8 | 0 | 0 | 0 | 0 | 0
9 | 12 | 22 | 0 | 0 | 33.3 | 2.6 | 0 | 33.3 | 0 | 0 | 0 | 0 | 0
9 | 12 | 23 | 0 | 0 | 31.1 | 3.1 | 0 | 31.1 | 0 | 0 | 0 | 0 | 0
9 | 13 | 0 | 0 | 0 | 30 | 4.1 | 0 | 30 | 0 | 0 | 0 | 0 | 0
9 | 13 | 1 | 0 | 0 | 28.9 | 4.6 | 0 | 28.9 | 0 | 0 | 0 | 0 | 0
9 | 13 | 2 | 0 | 0 | 29.4 | 3.1 | 0 | 29.4 | 0 | 0 | 0 | 0 | 0
9 | 13 | 3 | 0 | 0 | 28.3 | 3.1 | 0 | 28.3 | 0 | 0 | 0 | 0 | 0
9 | 13 | 4 | 0 | 0 | 27.2 | 2.6 | 0 | 27.2 | 0 | 0 | 0 | 0 | 0
9 | 13 | 5 | 0 | 0 | 27.2 | 3.1 | 0 | 27.2 | 0 | 0 | 0 | 0 | 0
9 | 13 | 6 | 9 | 29 | 26.7 | 2.6 | 26.478 | 25.925 | 223.872 | 164.104 | 0 | 0 | 0
9 | 13 | 7 | 76 | 101 | 26.7 | 2.1 | 118.59 | 28.347 | 977.619 | 902.751 | 543.0066 | 457.4324 | 999.2497
9 | 13 | 8 | 351 | 203 | 28.3 | 6.2 | 392.368 | 34.266 | 3211.082 | 3080.103 | 3070.9088 | 2594.3979 | 3261.0365
9 | 13 | 9 | 627 | 176 | 29.4 | 4.1 | 661.275 | 42.915 | 5303.017 | 5104.062 | 6796.4601 | 5877.965 | 5340.7842
9 | 13 | 10 | 778 | 169 | 31.1 | 3.6 | 892.735 | 50.601 | 6982.444 | 6718.125 | 9747.5693 | 8488.9995 | 7055.1619
9 | 13 | 11 | 796 | 187 | 32.8 | 3.6 | 999.972 | 54.935 | 7697.886 | 7402.8 | 10637.3004 | 9267.6744 | 7723.3431
9 | 13 | 12 | 814 | 180 | 31.7 | 3.6 | 1034.016 | 54.77 | 7965.92 | 7658.859 | 10965.1537 | 9535.0136 | 7877.1855
9 | 13 | 13 | 823 | 176 | 32.2 | 4.1 | 1003.592 | 53.772 | 7760.232 | 7462.383 | 11103.3053 | 9654.0704 | 7929.0338
9 | 13 | 14 | 802 | 163 | 32.8 | 3.1 | 880.227 | 53.634 | 6801.052 | 6544.255 | 10635.7924 | 9268.0719 | 7558.2694
9 | 13 | 15 | 733 | 141 | 32.8 | 2.1 | 674.117 | 50.934 | 5230.56 | 5034.209 | 8972.4765 | 7801.6054 | 6395.3305
9 | 13 | 16 | 625 | 108 | 31.7 | 2.1 | 423.534 | 43.161 | 3295.456 | 3162.023 | 6508.2659 | 5589.0381 | 4719.5723
9 | 13 | 17 | 386 | 67 | 30.6 | 3.6 | 160.804 | 33.902 | 1169.266 | 1090.25 | 3222.2271 | 2711.6983 | 2463.0506
9 | 13 | 18 | 37 | 22 | 29.4 | 4.6 | 20.647 | 28.998 | 166.735 | 108.032 | 256.5313 | 215.0382 | 306.1639
9 | 13 | 19 | 0 | 0 | 27.8 | 2.6 | 0 | 27.8 | 0 | 0 | 0 | 0 | 0
9 | 13 | 20 | 0 | 0 | 26.7 | 2.1 | 0 | 26.7 | 0 | 0 | 0 | 0 | 0
9 | 13 | 21 | 0 | 0 | 26.1 | 2.1 | 0 | 26.1 | 0 | 0 | 0 | 0 | 0
9 | 13 | 22 | 0 | 0 | 25.6 | 2.1 | 0 | 25.6 | 0 | 0 | 0 | 0 | 0
9 | 13 | 23 | 0 | 0 | 24.4 | 1.5 | 0 | 24.4 | 0 | 0 | 0 | 0 | 0
9 | 14 | 0 | 0 | 0 | 24.4 | 2.1 | 0 | 24.4 | 0 | 0 | 0 | 0 | 0
9 | 14 | 1 | 0 | 0 | 23.3 | 1.5 | 0 | 23.3 | 0 | 0 | 0 | 0 | 0
9 | 14 | 2 | 0 | 0 | 22.2 | 3.1 | 0 | 22.2 | 0 | 0 | 0 | 0 | 0
9 | 14 | 3 | 0 | 0 | 21.7 | 2.6 | 0 | 21.7 | 0 | 0 | 0 | 0 | 0
9 | 14 | 4 | 0 | 0 | 20 | 3.6 | 0 | 20 | 0 | 0 | 0 | 0 | 0
9 | 14 | 5 | 0 | 0 | 20 | 3.6 | 0 | 20 | 0 | 0 | 0 | 0 | 0
9 | 14 | 6 | 187 | 25 | 20.6 | 3.1 | 35.734 | 19.936 | 244.882 | 184.719 | 0 | 0 | 0
9 | 14 | 7 | 614 | 52 | 21.7 | 2.6 | 237.409 | 26.125 | 1788.005 | 1694.743 | 4390.06 | 3698.5514 | 3132.9531
9 | 14 | 8 | 785 | 77 | 24.4 | 0 | 507.655 | 43.294 | 3970.692 | 3816.755 | 6872.2728 | 5806.3463 | 4812.7054
9 | 14 | 9 | 868 | 97 | 26.7 | 2.6 | 750.384 | 44.674 | 5971.705 | 5747.876 | 9411.1243 | 8139.6101 | 6418.6172
9 | 14 | 10 | 911 | 110 | 27.8 | 1.5 | 937.472 | 54.168 | 7231.084 | 6956.27 | 11411.7611 | 9938.1633 | 7672.9095
9 | 14 | 11 | 931 | 118 | 30 | 2.1 | 1051.432 | 57.305 | 8018.941 | 7709.482 | 12437.5632 | 10836.5838 | 8357.6994
9 | 14 | 12 | 938 | 120 | 30.6 | 1.5 | 1085.797 | 61.401 | 8148.13 | 7832.789 | 12640.1479 | 10990.9084 | 8494.7583
9 | 14 | 13 | 934 | 117 | 31.7 | 2.6 | 1039.635 | 57.459 | 7923.443 | 7618.296 | 12605.9385 | 10961.0022 | 8446.2891
9 | 14 | 14 | 910 | 108 | 32.2 | 2.1 | 908.567 | 56.333 | 6945.221 | 6682.454 | 12057.3754 | 10506.1758 | 8055.295
9 | 14 | 15 | 861 | 93 | 32.2 | 2.6 | 710.307 | 50.117 | 5523.486 | 5316.499 | 10523.4513 | 9149.8325 | 7017.6203
9 | 14 | 16 | 763 | 72 | 31.7 | 2.1 | 452.127 | 43.972 | 3488.9 | 3349.752 | 7929.5457 | 6807.4173 | 5354.7728
9 | 14 | 17 | 556 | 47 | 31.7 | 2.6 | 183.074 | 36.096 | 1268.892 | 1187.67 | 4632.4773 | 3898.3045 | 3217.562
9 | 14 | 18 | 101 | 18 | 30.6 | 2.1 | 19.415 | 30.256 | 140.392 | 82.177 | 699.7421 | 586.4754 | 564.259
9 | 14 | 19 | 0 | 0 | 29.4 | 1.5 | 0 | 29.4 | 0 | 0 | 0 | 0 | 0
9 | 14 | 20 | 0 | 0 | 28.3 | 1.5 | 0 | 28.3 | 0 | 0 | 0 | 0 | 0
9 | 14 | 21 | 0 | 0 | 27.8 | 0 | 0 | 27.8 | 0 | 0 | 0 | 0 | 0
9 | 14 | 22 | 0 | 0 | 27.2 | 0 | 0 | 27.2 | 0 | 0 | 0 | 0 | 0
9 | 14 | 23 | 0 | 0 | 25.6 | 2.6 | 0 | 25.6 | 0 | 0 | 0 | 0 | 0
9 | 15 | 0 | 0 | 0 | 24.4 | 2.1 | 0 | 24.4 | 0 | 0 | 0 | 0 | 0
9 | 15 | 1 | 0 | 0 | 24.4 | 2.1 | 0 | 24.4 | 0 | 0 | 0 | 0 | 0
9 | 15 | 2 | 0 | 0 | 23.3 | 2.6 | 0 | 23.3 | 0 | 0 | 0 | 0 | 0
9 | 15 | 3 | 0 | 0 | 22.8 | 0 | 0 | 22.8 | 0 | 0 | 0 | 0 | 0
9 | 15 | 4 | 0 | 0 | 22.2 | 2.6 | 0 | 22.2 | 0 | 0 | 0 | 0 | 0
9 | 15 | 5 | 0 | 0 | 21.7 | 3.1 | 0 | 21.7 | 0 | 0 | 0 | 0 | 0
9 | 15 | 6 | 215 | 22 | 21.7 | 3.1 | 36.412 | 21.077 | 237.458 | 177.435 | 0 | 0 | 0
9 | 15 | 7 | 651 | 46 | 23.3 | 2.1 | 243.196 | 28.183 | 1810.737 | 1716.927 | 4657.7172 | 3924.3752 | 3264.3394
9 | 15 | 8 | 814 | 68 | 25 | 1.5 | 514.825 | 38.697 | 4094.223 | 3936.366 | 7130.2887 | 6024.7686 | 4914.9484
9 | 15 | 9 | 890 | 86 | 27.8 | 1.5 | 756.228 | 48.778 | 5925.095 | 5703.049 | 9651.6064 | 8347.8836 | 6492.8228
9 | 15 | 10 | 931 | 98 | 31.1 | 2.6 | 943.711 | 53.978 | 7284.612 | 7007.511 | 11659.6954 | 10153.8967 | 7743.4764
9 | 15 | 11 | 950 | 105 | 32.2 | 2.1 | 1057.266 | 59.551 | 7991.982 | 7683.743 | 12687.2695 | 11054.589 | 8422.5177
9 | 15 | 12 | 955 | 107 | 33.9 | 2.6 | 1089.771 | 60.61 | 8203.899 | 7886.001 | 12873.9071 | 11193.7192 | 8548.8051
9 | 15 | 13 | 946 | 104 | 34.4 | 2.6 | 1037.604 | 60.015 | 7828.129 | 7527.254 | 12773.0982 | 11107.1694 | 8458.2177
9 | 15 | 14 | 919 | 96 | 34.4 | 2.1 | 903.266 | 58.32 | 6850.512 | 6591.674 | 12165.3814 | 10599.4958 | 8040.672
9 | 15 | 15 | 874 | 82 | 35.6 | 1.5 | 702.845 | 56.2 | 5336.397 | 5136.237 | 10665.8411 | 9273.3785 | 7030.7586
9 | 15 | 16 | 787 | 64 | 35 | 2.1 | 454.344 | 47.3 | 3457.786 | 3319.566 | 8162.3396 | 7005.0399 | 5445.4549
9 | 15 | 17 | 589 | 41 | 34.4 | 2.6 | 184.569 | 38.898 | 1253.12 | 1172.25 | 4897.8553 | 4121.4472 | 3345.0799
9 | 15 | 18 | 117 | 17 | 32.8 | 1.5 | 19.371 | 32.578 | 134.233 | 76.131 | 809.971 | 678.7587 | 628.4738
9 | 15 | 19 | 0 | 0 | 31.1 | 1.5 | 0 | 31.1 | 0 | 0 | 0 | 0 | 0
9 | 15 | 20 | 0 | 0 | 30 | 0 | 0 | 30 | 0 | 0 | 0 | 0 | 0
9 | 15 | 21 | 0 | 0 | 30 | 0 | 0 | 30 | 0 | 0 | 0 | 0 | 0
9 | 15 | 22 | 0 | 0 | 28.9 | 0 | 0 | 28.9 | 0 | 0 | 0 | 0 | 0
9 | 15 | 23 | 0 | 0 | 27.2 | 1 | 0 | 27.2 | 0 | 0 | 0 | 0 | 0
9 | 16 | 0 | 0 | 0 | 27.2 | 1.5 | 0 | 27.2 | 0 | 0 | 0 | 0 | 0
9 | 16 | 1 | 0 | 0 | 26.1 | 1.5 | 0 | 26.1 | 0 | 0 | 0 | 0 | 0
9 | 16 | 2 | 0 | 0 | 25 | 1.5 | 0 | 25 | 0 | 0 | 0 | 0 | 0
9 | 16 | 3 | 0 | 0 | 23.9 | 1.5 | 0 | 23.9 | 0 | 0 | 0 | 0 | 0
9 | 16 | 4 | 0 | 0 | 23.9 | 2.1 | 0 | 23.9 | 0 | 0 | 0 | 0 | 0
9 | 16 | 5 | 0 | 0 | 23.3 | 1.5 | 0 | 23.3 | 0 | 0 | 0 | 0 | 0
9 | 16 | 6 | 78 | 29 | 22.8 | 2.1 | 32.655 | 22.014 | 254.072 | 193.736 | 0 | 0 | 0
9 | 16 | 7 | 371 | 96 | 23.9 | 2.1 | 208.936 | 27.881 | 1632.519 | 1542.96 | 2656.0432 | 2238.0286 | 2312.6901
9 | 16 | 8 | 470 | 187 | 27.2 | 2.1 | 449.723 | 37.969 | 3622.516 | 3479.346 | 4119.2014 | 3480.7652 | 3812.3454
9 | 16 | 9 | 596 | 233 | 29.4 | 1.5 | 695.211 | 48.532 | 5461.686 | 5256.967 | 6464.3449 | 5591.2997 | 5516.4237
9 | 16 | 10 | 561 | 271 | 30.6 | 1.5 | 803.441 | 53.273 | 6220.979 | 5987.487 | 7024.0743 | 6116.8169 | 6080.4574
9 | 16 | 11 | 585 | 260 | 32.8 | 1.5 | 877.942 | 57.602 | 6688.174 | 6436.002 | 7809.9939 | 6805.215 | 6489.8386
9 | 16 | 12 | 497 | 314 | 34.4 | 1 | 858.556 | 61.098 | 6450.703 | 6208.119 | 6702.2457 | 5827.4126 | 6175.5208
9 | 16 | 13 | 409 | 264 | 35 | 0 | 696.767 | 62.777 | 5199.184 | 5003.955 | 5521.8995 | 4801.6117 | 5120.3492
9 | 16 | 14 | 353 | 330 | 35.6 | 1 | 653.459 | 56.119 | 5003.125 | 4814.831 | 4668.3856 | 4067.1473 | 5044.2052
9 | 16 | 15 | 587 | 192 | 36.1 | 1.5 | 618.785 | 53.772 | 4752.917 | 4573.282 | 7152.0805 | 6218.2443 | 5629.3003
9 | 16 | 16 | 10 | 151 | 35 | 1.5 | 142.704 | 39.902 | 1161.345 | 1082.503 | 103.4985 | 88.7957 | 1067.2128
9 | 16 | 17 | 24 | 91 | 34.4 | 1 | 90.356 | 36.34 | 735.622 | 665.814 | 199.176 | 167.5972 | 721.9888
9 | 16 | 18 | 14 | 27 | 33.3 | 0 | 23.859 | 32.936 | 196.038 | 136.79 | 96.843 | 81.142 | 236.1248
9 | 16 | 19 | 0 | 0 | 31.7 | 0 | 0 | 31.7 | 0 | 0 | 0 | 0 | 0
9 | 16 | 20 | 0 | 0 | 30 | 0 | 0 | 30 | 0 | 0 | 0 | 0 | 0
9 | 16 | 21 | 0 | 0 | 28.9 | 0 | 0 | 28.9 | 0 | 0 | 0 | 0 | 0
9 | 16 | 22 | 0 | 0 | 28.3 | 0 | 0 | 28.3 | 0 | 0 | 0 | 0 | 0
9 | 16 | 23 | 0 | 0 | 27.2 | 1.5 | 0 | 27.2 | 0 | 0 | 0 | 0 | 0
9 | 17 | 0 | 0 | 0 | 26.7 | 0 | 0 | 26.7 | 0 | 0 | 0 | 0 | 0
9 | 17 | 1 | 0 | 0 | 26.1 | 0 | 0 | 26.1 | 0 | 0 | 0 | 0 | 0
9 | 17 | 2 | 0 | 0 | 26.1 | 1.5 | 0 | 26.1 | 0 | 0 | 0 | 0 | 0
9 | 17 | 3 | 0 | 0 | 25.6 | 1.5 | 0 | 25.6 | 0 | 0 | 0 | 0 | 0
9 | 17 | 4 | 0 | 0 | 23.9 | 2.6 | 0 | 23.9 | 0 | 0 | 0 | 0 | 0
9 | 17 | 5 | 0 | 0 | 23.9 | 2.1 | 0 | 23.9 | 0 | 0 | 0 | 0 | 0
9 | 17 | 6 | 50 | 38 | 23.9 | 2.1 | 38.471 | 23.32 | 313.378 | 251.917 | 0 | 0 | 0
9 | 17 | 7 | 319 | 109 | 24.4 | 1.5 | 203.302 | 28.623 | 1601.398 | 1512.57 | 2285.0707 | 1925.5739 | 2160.4306
9 | 17 | 8 | 248 | 167 | 25.6 | 1.5 | 304.74 | 33.347 | 2507.157 | 2395.698 | 2174.5994 | 1837.668 | 2462.3704
9 | 17 | 9 | 599 | 210 | 27.8 | 1.5 | 675.442 | 45.971 | 5357.634 | 5156.705 | 6497.6188 | 5620.1857 | 5383.6813
9 | 17 | 10 | 508 | 292 | 30 | 1.5 | 778.605 | 51.998 | 6058.918 | 5831.733 | 6358.6359 | 5537.1965 | 5816.1051
9 | 17 | 11 | 544 | 308 | 31.1 | 1 | 884.527 | 58.311 | 6719.541 | 6466.088 | 7259.9724 | 6326.1864 | 6475.6615
9 | 17 | 12 | 619 | 324 | 32.8 | 2.1 | 993.165 | 58.487 | 7540.127 | 7251.975 | 8350.4803 | 7260.5264 | 7243.876
9 | 17 | 13 | 378 | 252 | 33.9 | 2.1 | 654.414 | 51.841 | 5098.547 | 4906.894 | 5101.2852 | 4435.5707 | 4785.6132
9 | 17 | 14 | 465 | 243 | 35 | 2.1 | 672.604 | 52.457 | 5222.412 | 5026.353 | 6143.4149 | 5351.7239 | 5360.0291
9 | 17 | 15 | 588 | 186 | 35 | 2.6 | 613.14 | 50.094 | 4776.39 | 4595.952 | 7152.6053 | 6218.6568 | 5589.5885
9 | 17 | 16 | 624 | 133 | 34.4 | 2.1 | 445.091 | 46.224 | 3427.038 | 3289.732 | 6444.5182 | 5527.2711 | 4848.6883
9 | 17 | 17 | 346 | 75 | 32.8 | 3.1 | 157.906 | 36.34 | 1150.896 | 1072.284 | 2865.6329 | 2411.2422 | 2291.9529
9 | 17 | 18 | 31 | 15 | 31.1 | 2.6 | 14.778 | 30.582 | 116.666 | 58.888 | 214.2633 | 179.4958 | 233.9963
9 | 17 | 19 | 0 | 0 | 30 | 2.1 | 0 | 30 | 0 | 0 | 0 | 0 | 0
9 | 17 | 20 | 0 | 0 | 28.9 | 1.5 | 0 | 28.9 | 0 | 0 | 0 | 0 | 0
9 | 17 | 21 | 0 | 0 | 28.3 | 1.5 | 0 | 28.3 | 0 | 0 | 0 | 0 | 0
9 | 17 | 22 | 0 | 0 | 26.1 | 2.1 | 0 | 26.1 | 0 | 0 | 0 | 0 | 0
9 | 17 | 23 | 0 | 0 | 25 | 3.6 | 0 | 25 | 0 | 0 | 0 | 0 | 0
9 | 18 | 0 | 0 | 0 | 24.4 | 2.1 | 0 | 24.4 | 0 | 0 | 0 | 0 | 0
9 | 18 | 1 | 0 | 0 | 24.4 | 2.1 | 0 | 24.4 | 0 | 0 | 0 | 0 | 0
9 | 18 | 2 | 0 | 0 | 23.3 | 2.1 | 0 | 23.3 | 0 | 0 | 0 | 0 | 0
9 | 18 | 3 | 0 | 0 | 22.8 | 1.5 | 0 | 22.8 | 0 | 0 | 0 | 0 | 0
9 | 18 | 4 | 0 | 0 | 22.2 | 2.1 | 0 | 22.2 | 0 | 0 | 0 | 0 | 0
9 | 18 | 5 | 0 | 0 | 22.2 | 2.1 | 0 | 22.2 | 0 | 0 | 0 | 0 | 0
9 | 18 | 6 | 167 | 23 | 22.2 | 3.1 | 35.458 | 21.555 | 241.865 | 181.759 | 0 | 0 | 0
9 | 18 | 7 | 583 | 50 | 23.3 | 2.1 | 230.931 | 27.858 | 1738.405 | 1646.333 | 4178.337 | 3521.2029 | 2984.1865
9 | 18 | 8 | 769 | 74 | 26.7 | 2.6 | 501.534 | 38.115 | 4003.139 | 3848.177 | 6745.9908 | 5701.0806 | 4713.4117
9 | 18 | 9 | 849 | 93 | 26.7 | 2.6 | 737.424 | 44.357 | 5877.131 | 5656.912 | 9210.0999 | 7966.4651 | 6268.4931
9 | 18 | 10 | 899 | 106 | 30 | 2.6 | 927.136 | 52.494 | 7198.484 | 6925.058 | 11249.1333 | 9795.6521 | 7547.1735
9 | 18 | 11 | 920 | 114 | 31.7 | 2.6 | 1039.837 | 57.102 | 7936.996 | 7631.239 | 12273.1411 | 10694.9186 | 8229.7351
9 | 18 | 12 | 924 | 116 | 33.3 | 2.1 | 1069.436 | 61.121 | 8034.384 | 7724.225 | 12469.5327 | 10842.2387 | 8357.396
9 | 18 | 13 | 921 | 112 | 34.4 | 3.1 | 1022.149 | 58.359 | 7762.443 | 7464.495 | 12424.2444 | 10802.5485 | 8305.349
9 | 18 | 14 | 901 | 104 | 33.9 | 2.1 | 895.406 | 57.616 | 6809.745 | 6552.589 | 11891.3118 | 10357.9128 | 7927.2194
9 | 18 | 15 | 848 | 89 | 34.4 | 2.1 | 694.597 | 53.032 | 5339.39 | 5139.121 | 10298.1094 | 8953.4628 | 6854.1739
9 | 18 | 16 | 608 | 83 | 34.4 | 1.5 | 387.014 | 46.161 | 2967.714 | 2843.674 | 6265.5551 | 5372.0903 | 4406.9472
9 | 18 | 17 | 526 | 44 | 33.9 | 2.1 | 170.603 | 38.196 | 1167.484 | 1088.508 | 4347.4331 | 3658.0457 | 3019.6837
9 | 18 | 18 | 75 | 15 | 32.8 | 1.5 | 16.625 | 32.446 | 119.597 | 61.765 | 517.9448 | 433.8268 | 428.6264
9 | 18 | 19 | 0 | 0 | 31.1 | 1.5 | 0 | 31.1 | 0 | 0 | 0 | 0 | 0
9 | 18 | 20 | 0 | 0 | 30.6 | 0 | 0 | 30.6 | 0 | 0 | 0 | 0 | 0
9 | 18 | 21 | 0 | 0 | 30 | 1.5 | 0 | 30 | 0 | 0 | 0 | 0 | 0
9 | 18 | 22 | 0 | 0 | 28.9 | 0 | 0 | 28.9 | 0 | 0 | 0 | 0 | 0
9 | 18 | 23 | 0 | 0 | 27.2 | 1.5 | 0 | 27.2 | 0 | 0 | 0 | 0 | 0
9 | 19 | 0 | 0 | 0 | 26.7 | 2.6 | 0 | 26.7 | 0 | 0 | 0 | 0 | 0
9 | 19 | 1 | 0 | 0 | 26.1 | 2.1 | 0 | 26.1 | 0 | 0 | 0 | 0 | 0
9 | 19 | 2 | 0 | 0 | 26.1 | 2.1 | 0 | 26.1 | 0 | 0 | 0 | 0 | 0
9 | 19 | 3 | 0 | 0 | 25.6 | 2.6 | 0 | 25.6 | 0 | 0 | 0 | 0 | 0
9 | 19 | 4 | 0 | 0 | 23.9 | 3.1 | 0 | 23.9 | 0 | 0 | 0 | 0 | 0
9 | 19 | 5 | 0 | 0 | 23.9 | 2.1 | 0 | 23.9 | 0 | 0 | 0 | 0 | 0
9 | 19 | 6 | 237 | 19 | 23.3 | 2.1 | 38.676 | 22.682 | 238.958 | 178.907 | 0 | 0 | 0
9 | 19 | 7 | 678 | 39 | 26.7 | 1.5 | 248.295 | 32.255 | 1821.554 | 1727.483 | 4861.4786 | 4097.133 | 3347.7995
9 | 19 | 8 | 830 | 58 | 28.9 | 1.5 | 515.934 | 42.614 | 4045.379 | 3889.078 | 7283.9715 | 6156.0306 | 4944.9293
9 | 19 | 9 | 904 | 73 | 30.6 | 1.5 | 757.587 | 51.531 | 5874.265 | 5654.155 | 9806.9529 | 8482.7546 | 6501.4286
9 | 19 | 10 | 943 | 84 | 32.8 | 1.5 | 943.574 | 59.102 | 7138.514 | 6867.631 | 11795.4671 | 10271.0875 | 7732.3552
9 | 19 | 11 | 960 | 90 | 33.9 | 1.5 | 1054.01 | 63.412 | 7844.982 | 7543.354 | 12801.5086 | 11155.6854 | 8390.5639
9 | 19 | 12 | 975 | 91 | 35 | 1.5 | 1094.326 | 65.742 | 8069.183 | 7757.442 | 13162.5933 | 11445.4897 | 8609.2653
9 | 19 | 13 | 967 | 89 | 36.1 | 1 | 1041.677 | 68.152 | 7603.712 | 7312.776 | 13039.4202 | 11337.4322 | 8527.9781
9 | 19 | 14 | 945 | 81 | 36.7 | 3.1 | 907.692 | 58.108 | 6889.259 | 6628.818 | 12458.5713 | 10850.9637 | 8118.551
9 | 19 | 15 | 902 | 69 | 37.2 | 2.1 | 705.149 | 56.06 | 5354.164 | 5153.36 | 10935.1573 | 9507.4445 | 7108.0447
9 | 19 | 16 | 813 | 53 | 36.7 | 2.1 | 449.694 | 48.894 | 3392.082 | 3255.81 | 8359.3973 | 7165.1232 | 5496.9576
9 | 19 | 17 | 614 | 34 | 36.1 | 2.1 | 180.03 | 40.876 | 1193.443 | 1113.895 | 5064.1068 | 4261.0892 | 3404.6211
9 | 19 | 18 | 117 | 13 | 33.9 | 0 | 17.174 | 34.521 | 111.482 | 53.8 | 807.2989 | 676.0693 | 601.2405
9 | 19 | 19 | 0 | 0 | 32.2 | 0 | 0 | 32.2 | 0 | 0 | 0 | 0 | 0
9 | 19 | 20 | 0 | 0 | 31.1 | 0 | 0 | 31.1 | 0 | 0 | 0 | 0 | 0
9 | 19 | 21 | 0 | 0 | 30 | 0 | 0 | 30 | 0 | 0 | 0 | 0 | 0
9 | 19 | 22 | 0 | 0 | 28.9 | 0 | 0 | 28.9 | 0 | 0 | 0 | 0 | 0
9 | 19 | 23 | 0 | 0 | 27.8 | 2.1 | 0 | 27.8 | 0 | 0 | 0 | 0 | 0
9 | 20 | 0 | 0 | 0 | 27.2 | 2.1 | 0 | 27.2 | 0 | 0 | 0 | 0 | 0
9 | 20 | 1 | 0 | 0 | 26.7 | 2.1 | 0 | 26.7 | 0 | 0 | 0 | 0 | 0
9 | 20 | 2 | 0 | 0 | 25 | 2.6 | 0 | 25 | 0 | 0 | 0 | 0 | 0
9 | 20 | 3 | 0 | 0 | 23.9 | 2.1 | 0 | 23.9 | 0 | 0 | 0 | 0 | 0
9 | 20 | 4 | 0 | 0 | 23.3 | 2.1 | 0 | 23.3 | 0 | 0 | 0 | 0 | 0
9 | 20 | 5 | 0 | 0 | 23.3 | 2.1 | 0 | 23.3 | 0 | 0 | 0 | 0 | 0
9 | 20 | 6 | 135 | 24 | 23.3 | 3.1 | 35.223 | 22.685 | 249.41 | 189.162 | 0 | 0 | 0
9 | 20 | 7 | 564 | 55 | 25.6 | 3.1 | 232.462 | 29.742 | 1749.085 | 1656.757 | 4045.7497 | 3409.8235 | 2931.7718
9 | 20 | 8 | 754 | 82 | 27.8 | 2.1 | 504.686 | 40.023 | 4004.508 | 3849.503 | 6619.2786 | 5594.505 | 4686.5885
9 | 20 | 9 | 838 | 103 | 30 | 1.5 | 747.65 | 50.656 | 5819.247 | 5601.223 | 9090.7165 | 7863.1942 | 6261.8454
9 | 20 | 10 | 887 | 118 | 32.8 | 1.5 | 931.246 | 58.765 | 7055.123 | 6787.757 | 11090.6228 | 9657.0147 | 7530.8486
9 | 20 | 11 | 898 | 135 | 33.9 | 1.5 | 1041.751 | 63.078 | 7764.301 | 7466.271 | 11969.5564 | 10430.973 | 8184.7128
9 | 20 | 12 | 911 | 138 | 36.1 | 1.5 | 1080.218 | 66.402 | 7943.694 | 7637.636 | 12301.8184 | 10697.624 | 8398.1834
9 | 20 | 13 | 914 | 124 | 37.8 | 2.6 | 1028.097 | 63.06 | 7662.171 | 7368.663 | 12319.6201 | 10711.9017 | 8325.5913
9 | 20 | 14 | 876 | 123 | 37.8 | 3.1 | 900.981 | 59.013 | 6814.529 | 6557.177 | 11536.0091 | 10046.4646 | 7838.0666
9 | 20 | 15 | 812 | 113 | 37.8 | 2.1 | 694.14 | 56.372 | 5268.075 | 5070.378 | 9826.833 | 8544.0017 | 6728.1705
9 | 20 | 16 | 558 | 130 | 36.1 | 1.5 | 406.113 | 48.366 | 3101.906 | 2974.064 | 5724.3421 | 4905.0252 | 4387.4332
9 | 20 | 17 | 259 | 77 | 36.7 | 1.5 | 136.2 | 40.719 | 993.137 | 917.938 | 2131.605 | 1793.6266 | 1844.1006
9 | 20 | 18 | 31 | 16 | 35 | 1.5 | 15.792 | 34.596 | 122.736 | 64.846 | 213.7111 | 178.9391 | 240.1235
9 | 20 | 19 | 0 | 0 | 32.8 | 0 | 0 | 32.8 | 0 | 0 | 0 | 0 | 0
9 | 20 | 20 | 0 | 0 | 31.7 | 0 | 0 | 31.7 | 0 | 0 | 0 | 0 | 0
9 | 20 | 21 | 0 | 0 | 31.1 | 1.5 | 0 | 31.1 | 0 | 0 | 0 | 0 | 0
9 | 20 | 22 | 0 | 0 | 30.6 | 1.5 | 0 | 30.6 | 0 | 0 | 0 | 0 | 0
9 | 20 | 23 | 0 | 0 | 30.6 | 0 | 0 | 30.6 | 0 | 0 | 0 | 0 | 0
9 | 21 | 0 | 0 | 0 | 28.9 | 0 | 0 | 28.9 | 0 | 0 | 0 | 0 | 0
9 | 21 | 1 | 0 | 0 | 27.8 | 1.5 | 0 | 27.8 | 0 | 0 | 0 | 0 | 0
9 | 21 | 2 | 0 | 0 | 27.2 | 1.5 | 0 | 27.2 | 0 | 0 | 0 | 0 | 0
9 | 21 | 3 | 0 | 0 | 27.2 | 0 | 0 | 27.2 | 0 | 0 | 0 | 0 | 0
9 | 21 | 4 | 0 | 0 | 26.7 | 0 | 0 | 26.7 | 0 | 0 | 0 | 0 | 0
9 | 21 | 5 | 0 | 0 | 26.1 | 0 | 0 | 26.1 | 0 | 0 | 0 | 0 | 0
9 | 21 | 6 | 5 | 27 | 25.6 | 0 | 24.528 | 23.711 | 209.787 | 150.282 | 0 | 0 | 0
9 | 21 | 7 | 208 | 109 | 26.7 | 1.5 | 173.396 | 30.066 | 1385.222 | 1301.382 | 1492.5934 | 1258.0351 | 1655.6074
9 | 21 | 8 | 388 | 199 | 30 | 2.1 | 416.444 | 39.837 | 3340.419 | 3205.67 | 3407.2041 | 2879.8173 | 3445.2914
9 | 21 | 9 | 538 | 194 | 31.7 | 2.6 | 618.316 | 46.314 | 4899.372 | 4714.694 | 5835.8474 | 5047.7683 | 4871.2381
9 | 21 | 10 | 487 | 267 | 33.3 | 2.1 | 738.288 | 52.263 | 5739.464 | 5524.447 | 6086.6001 | 5299.636 | 5483.6152
9 | 21 | 11 | 551 | 326 | 33.9 | 1.5 | 913.488 | 59.347 | 6911.107 | 6649.759 | 7340.9872 | 6397.5087 | 6644.4822
9 | 21 | 12 | 674 | 325 | 35 | 1 | 1052.454 | 66.809 | 7726.643 | 7430.284 | 9098.0773 | 7911.0492 | 7702.5404
9 | 21 | 13 | 500 | 388 | 35.6 | 1.5 | 913.113 | 61.892 | 6837.889 | 6579.574 | 6736.5455 | 5857.7495 | 6692.6957
9 | 21 | 14 | 425 | 351 | 36.1 | 3.1 | 739.172 | 53.638 | 5713.959 | 5499.898 | 5590.3538 | 4868.0574 | 5745.1974
9 | 21 | 15 | 336 | 289 | 35 | 2.1 | 534.899 | 49.363 | 4188.153 | 4027.281 | 4058.9916 | 3529.2169 | 4396.7254
9 | 21 | 16 | 71 | 160 | 35 | 1.5 | 186.529 | 40.81 | 1501.549 | 1415.045 | 726.6669 | 622.4731 | 1510.2806
9 | 21 | 17 | 119 | 88 | 34.4 | 1.5 | 112.796 | 36.901 | 876.503 | 803.773 | 977.2644 | 822.3394 | 1190.824
9 | 21 | 18 | 3 | 12 | 33.3 | 2.1 | 10.798 | 32.621 | 89.532 | 32.251 | 20.663 | 17.2978 | 90.5828
9 | 21 | 19 | 0 | 0 | 33.3 | 2.1 | 0 | 33.3 | 0 | 0 | 0 | 0 | 0
9 | 21 | 20 | 0 | 0 | 28.3 | 7.2 | 0 | 28.3 | 0 | 0 | 0 | 0 | 0
9 | 21 | 21 | 0 | 0 | 28.3 | 5.2 | 0 | 28.3 | 0 | 0 | 0 | 0 | 0
9 | 21 | 22 | 0 | 0 | 28.3 | 4.1 | 0 | 28.3 | 0 | 0 | 0 | 0 | 0
9 | 21 | 23 | 0 | 0 | 27.8 | 4.1 | 0 | 27.8 | 0 | 0 | 0 | 0 | 0
9 | 22 | 0 | 0 | 0 | 27.2 | 2.1 | 0 | 27.2 | 0 | 0 | 0 | 0 | 0
9 | 22 | 1 | 0 | 0 | 27.2 | 2.1 | 0 | 27.2 | 0 | 0 | 0 | 0 | 0
9 | 22 | 2 | 0 | 0 | 26.7 | 1.5 | 0 | 26.7 | 0 | 0 | 0 | 0 | 0
9 | 22 | 3 | 0 | 0 | 26.1 | 0 | 0 | 26.1 | 0 | 0 | 0 | 0 | 0
9 | 22 | 4 | 0 | 0 | 25 | 1.5 | 0 | 25 | 0 | 0 | 0 | 0 | 0
9 | 22 | 5 | 0 | 0 | 24.4 | 1.5 | 0 | 24.4 | 0 | 0 | 0 | 0 | 0
9 | 22 | 6 | 29 | 36 | 25.6 | 2.6 | 35.599 | 25.006 | 293.805 | 232.717 | 0 | 0 | 0
9 | 22 | 7 | 356 | 93 | 27.8 | 2.6 | 207.06 | 31.588 | 1604.843 | 1515.934 | 2555.4252 | 2153.9216 | 2228.6583
9 | 22 | 8 | 542 | 129 | 30 | 4.1 | 437.399 | 38.524 | 3506.877 | 3367.192 | 4760.6945 | 4023.9271 | 3831.926
9 | 22 | 9 | 698 | 137 | 31.7 | 2.6 | 684.776 | 47.905 | 5389.527 | 5187.439 | 7570.4807 | 6548.0201 | 5555.7769
9 | 22 | 10 | 506 | 282 | 33.3 | 3.1 | 771.734 | 51.099 | 6026.558 | 5800.62 | 6321.1238 | 5503.6211 | 5726.3342
9 | 22 | 11 | 193 | 403 | 30.6 | 2.1 | 612.026 | 46.978 | 4858.372 | 4675.114 | 2570.1013 | 2239.8243 | 4256.22
9 | 22 | 12 | 753 | 188 | 33.9 | 2.6 | 993.502 | 57.475 | 7572.959 | 7283.372 | 10160.6922 | 8834.6021 | 7435.0919
9 | 22 | 13 | 645 | 227 | 35 | 2.1 | 893.788 | 58.566 | 6782.329 | 6526.302 | 8686.3803 | 7553.8244 | 6804.5637
9 | 22 | 14 | 678 | 174 | 36.1 | 2.1 | 789.303 | 56.932 | 6020.242 | 5794.548 | 8907.6482 | 7756.0471 | 6580.2762
9 | 22 | 15 | 91 | 240 | 35 | 2.1 | 295.99 | 43.634 | 2373.995 | 2266.038 | 1097.2965 | 954.1128 | 2269.1058
9 | 22 | 16 | 9 | 121 | 29.4 | 7.2 | 114.324 | 30.672 | 961.84 | 887.308 | 91.8934 | 78.6941 | 860.3036
9 | 22 | 17 | 1 | 44 | 26.1 | 10.3 | 39.472 | 25.956 | 337.856 | 275.928 | 8.1943 | 6.8955 | 293.4425
9 | 22 | 18 | 1 | 8 | 21.7 | 4.1 | 7.385 | 20.548 | 64.194 | 7.376 | 6.8813 | 5.7595 | 55.9641
9 | 22 | 19 | 0 | 0 | 21.7 | 5.2 | 0 | 21.7 | 0 | 0 | 0 | 0 | 0
9 | 22 | 20 | 0 | 0 | 22.2 | 5.2 | 0 | 22.2 | 0 | 0 | 0 | 0 | 0
9 | 22 | 21 | 0 | 0 | 22.2 | 5.2 | 0 | 22.2 | 0 | 0 | 0 | 0 | 0
9 | 22 | 22 | 0 | 0 | 22.2 | 4.1 | 0 | 22.2 | 0 | 0 | 0 | 0 | 0
9 | 22 | 23 | 0 | 0 | 21.7 | 1.5 | 0 | 21.7 | 0 | 0 | 0 | 0 | 0
9 | 23 | 0 | 0 | 0 | 21.1 | 0 | 0 | 21.1 | 0 | 0 | 0 | 0 | 0
9 | 23 | 1 | 0 | 0 | 21.7 | 0 | 0 | 21.7 | 0 | 0 | 0 | 0 | 0
9 | 23 | 2 | 0 | 0 | 20.6 | 1.5 | 0 | 20.6 | 0 | 0 | 0 | 0 | 0
9 | 23 | 3 | 0 | 0 | 20.6 | 0 | 0 | 20.6 | 0 | 0 | 0 | 0 | 0
9 | 23 | 4 | 0 | 0 | 20.6 | 0 | 0 | 20.6 | 0 | 0 | 0 | 0 | 0
9 | 23 | 5 | 0 | 0 | 21.7 | 2.1 | 0 | 21.7 | 0 | 0 | 0 | 0 | 0
9 | 23 | 6 | 11 | 24 | 22.8 | 2.1 | 22.871 | 21.709 | 194.146 | 134.934 | 0 | 0 | 0
9 | 23 | 7 | 92 | 121 | 23.3 | 2.1 | 144.378 | 25.529 | 1203.908 | 1124.129 | 660.5601 | 556.7904 | 1203.5526
9 | 23 | 8 | 270 | 174 | 23.9 | 3.1 | 328.501 | 30.522 | 2731.435 | 2613.939 | 2372.0097 | 2004.9632 | 2632.1435
9 | 23 | 9 | 90 | 162 | 24.4 | 2.6 | 230.335 | 29.495 | 1945.965 | 1848.858 | 975.9678 | 844.1303 | 1677.2075
9 | 23 | 10 | 227 | 188 | 22.2 | 6.7 | 407.215 | 28.168 | 3461.249 | 3322.926 | 2834.3399 | 2467.6738 | 2978.7031
9 | 23 | 11 | 560 | 298 | 26.1 | 5.2 | 894.949 | 42.572 | 7222.714 | 6948.256 | 7453.4863 | 6495.7268 | 6525.479
9 | 23 | 12 | 516 | 288 | 28.3 | 3.1 | 854.669 | 48.462 | 6746.583 | 6492.024 | 6960.103 | 6051.6068 | 6158.0348
9 | 23 | 13 | 629 | 271 | 30.6 | 2.1 | 921.956 | 54.63 | 7105.341 | 6835.86 | 8467.1322 | 7363.8994 | 6965.6785
9 | 23 | 14 | 685 | 199 | 31.7 | 1 | 820.941 | 57.699 | 6242.815 | 6008.467 | 8988.5857 | 7825.8799 | 6796.5744
9 | 23 | 15 | 569 | 174 | 31.1 | 1.5 | 586.059 | 48.558 | 4590.532 | 4416.403 | 6848.2727 | 5954.9082 | 5325.0599
9 | 23 | 16 | 541 | 112 | 31.7 | 0 | 378.372 | 48.405 | 2883.772 | 2762.079 | 5510.3942 | 4717.5531 | 4138.2342
9 | 23 | 17 | 205 | 58 | 31.7 | 2.6 | 104.759 | 34.001 | 779.57 | 708.857 | 1676.0792 | 1410.519 | 1433.4522
9 | 23 | 18 | 4 | 10 | 30 | 2.1 | 9.367 | 29.122 | 78.188 | 21.114 | 27.4993 | 23.0117 | 82.0701
9 | 23 | 19 | 0 | 0 | 28.9 | 2.1 | 0 | 28.9 | 0 | 0 | 0 | 0 | 0
9 | 23 | 20 | 0 | 0 | 25.6 | 3.1 | 0 | 25.6 | 0 | 0 | 0 | 0 | 0
9 | 23 | 21 | 0 | 0 | 26.1 | 2.6 | 0 | 26.1 | 0 | 0 | 0 | 0 | 0
9 | 23 | 22 | 0 | 0 | 25 | 1.5 | 0 | 25 | 0 | 0 | 0 | 0 | 0
9 | 23 | 23 | 0 | 0 | 25.6 | 2.1 | 0 | 25.6 | 0 | 0 | 0 | 0 | 0
9 | 24 | 0 | 0 | 0 | 23.9 | 0 | 0 | 23.9 | 0 | 0 | 0 | 0 | 0
9 | 24 | 1 | 0 | 0 | 23.3 | 0 | 0 | 23.3 | 0 | 0 | 0 | 0 | 0
9 | 24 | 2 | 0 | 0 | 23.3 | 0 | 0 | 23.3 | 0 | 0 | 0 | 0 | 0
9 | 24 | 3 | 0 | 0 | 22.2 | 1.5 | 0 | 22.2 | 0 | 0 | 0 | 0 | 0
9 | 24 | 4 | 0 | 0 | 22.2 | 0 | 0 | 22.2 | 0 | 0 | 0 | 0 | 0
9 | 24 | 5 | 0 | 0 | 22.2 | 0 | 0 | 22.2 | 0 | 0 | 0 | 0 | 0
9 | 24 | 6 | 62 | 26 | 22.8 | 0 | 31.468 | 20.923 | 246.924 | 186.722 | 0 | 0 | 0
9 | 24 | 7 | 189 | 104 | 25.6 | 2.1 | 164.667 | 28.448 | 1327.29 | 1244.76 | 1357.293 | 1144.0972 | 1537.0576
9 | 24 | 8 | 534 | 173 | 26.1 | 2.1 | 479.818 | 37.499 | 3871.047 | 3720.234 | 4691.9377 | 3965.9703 | 4078.7079
9 | 24 | 9 | 192 | 331 | 27.2 | 2.1 | 484.391 | 39.636 | 3944.707 | 3791.587 | 2081.6009 | 1800.3431 | 3480.5571
9 | 24 | 10 | 644 | 258 | 26.7 | 2.1 | 872.816 | 48.707 | 6878.238 | 6618.254 | 8036.7123 | 6996.7197 | 6608.9553
9 | 24 | 11 | 605 | 260 | 28.9 | 2.1 | 903.88 | 52.616 | 7021.527 | 6755.571 | 8048.0987 | 7013.9564 | 6633.1367
9 | 24 | 12 | 737 | 207 | 30.6 | 1.5 | 998.642 | 58.819 | 7571.744 | 7282.209 | 9937.3224 | 8640.2657 | 7429.2869
9 | 24 | 13 | 658 | 212 | 32.2 | 2.1 | 891.074 | 55.817 | 6835.389 | 6577.176 | 8853.4349 | 7700.7754 | 6807.1159
9 | 24 | 14 | 658 | 189 | 32.8 | 2.1 | 787.403 | 53.668 | 6083.068 | 5854.949 | 8623.4071 | 7507.4041 | 6507.7009
9 | 24 | 15 | 632 | 146 | 32.2 | 3.1 | 605.2 | 46.58 | 4773.257 | 4592.927 | 7591.9731 | 6601.9051 | 5590.5435
9 | 24 | 16 | 384 | 148 | 31.7 | 2.6 | 340.635 | 40.264 | 2696.633 | 2580.086 | 3901.5732 | 3339.292 | 3386.8144
9 | 24 | 17 | 266 | 62 | 31.7 | 2.6 | 125.613 | 34.409 | 923.937 | 850.209 | 2169.9053 | 1826.234 | 1770.124
9 | 24 | 18 | 8 | 10 | 30.6 | 1.5 | 9.575 | 29.774 | 78.51 | 21.431 | 54.9455 | 45.9697 | 99.6726
9 | 24 | 19 | 0 | 0 | 28.9 | 1.5 | 0 | 28.9 | 0 | 0 | 0 | 0 | 0
9 | 24 | 20 | 0 | 0 | 28.3 | 1.5 | 0 | 28.3 | 0 | 0 | 0 | 0 | 0
9 | 24 | 21 | 0 | 0 | 27.8 | 2.6 | 0 | 27.8 | 0 | 0 | 0 | 0 | 0
9 | 24 | 22 | 0 | 0 | 26.7 | 2.6 | 0 | 26.7 | 0 | 0 | 0 | 0 | 0
9 | 24 | 23 | 0 | 0 | 26.7 | 1.5 | 0 | 26.7 | 0 | 0 | 0 | 0 | 0
9 | 25 | 0 | 0 | 0 | 26.1 | 2.1 | 0 | 26.1 | 0 | 0 | 0 | 0 | 0
9 | 25 | 1 | 0 | 0 | 25.6 | 2.1 | 0 | 25.6 | 0 | 0 | 0 | 0 | 0
9 | 25 | 2 | 0 | 0 | 24.4 | 2.6 | 0 | 24.4 | 0 | 0 | 0 | 0 | 0
9 | 25 | 3 | 0 | 0 | 23.9 | 2.1 | 0 | 23.9 | 0 | 0 | 0 | 0 | 0
9 | 25 | 4 | 0 | 0 | 23.9 | 3.1 | 0 | 23.9 | 0 | 0 | 0 | 0 | 0
9 | 25 | 5 | 0 | 0 | 23.3 | 2.1 | 0 | 23.3 | 0 | 0 | 0 | 0 | 0
9 | 25 | 6 | 74 | 23 | 23.3 | 2.6 | 30.01 | 22.491 | 227.204 | 167.373 | 0 | 0 | 0
9 | 25 | 7 | 408 | 74 | 25 | 1.5 | 206.67 | 29.3 | 1596.844 | 1508.122 | 2930.4542 | 2470.1958 | 2344.3025
9 | 25 | 8 | 675 | 104 | 27.2 | 1.5 | 492.155 | 40.135 | 3915.196 | 3763.002 | 5931.2917 | 5013.613 | 4400.4057
9 | 25 | 9 | 880 | 73 | 28.3 | 1.5 | 746.482 | 48.936 | 5848.272 | 5629.149 | 9538.0638 | 8248.9395 | 6336.8158
9 | 25 | 10 | 917 | 83 | 30.6 | 2.1 | 924.424 | 54.405 | 7124.746 | 6854.445 | 11437.008 | 9956.5152 | 7507.379
9 | 25 | 11 | 941 | 89 | 31.7 | 1.5 | 1037.443 | 60.876 | 7800.977 | 7501.314 | 12510.6975 | 10903.0813 | 8205.119
9 | 25 | 12 | 950 | 91 | 33.3 | 2.1 | 1070.069 | 61.13 | 8038.868 | 7728.506 | 12804.3906 | 11133.4522 | 8400.2472
9 | 25 | 13 | 937 | 88 | 33.3 | 3.1 | 1010.245 | 57.043 | 7711.865 | 7416.161 | 12601.3854 | 10962.2202 | 8261.0718
9 | 25 | 14 | 804 | 122 | 33.9 | 2.1 | 836.149 | 56.197 | 6394.543 | 6154.198 | 10523.1657 | 9160.776 | 7215.6151
9 | 25 | 15 | 699 | 112 | 34.4 | 3.1 | 614.469 | 49.075 | 4796.808 | 4615.669 | 8380.4303 | 7287.9167 | 5843.2975
9 | 25 | 16 | 772 | 51 | 34.4 | 2.6 | 422.451 | 44.935 | 3227.87 | 3096.404 | 7823.996 | 6694.66 | 5160.7421
9 | 25 | 17 | 548 | 31 | 32.8 | 1.5 | 157.735 | 37.364 | 1051.099 | 974.656 | 4460.1144 | 3754.0343 | 3007.0466
9 | 25 | 18 | 63 | 9 | 31.7 | 2.1 | 11.537 | 31.113 | 77.377 | 20.318 | 432.2703 | 361.5799 | 335.3145
9 | 25 | 19 | 0 | 0 | 30.6 | 1.5 | 0 | 30.6 | 0 | 0 | 0 | 0 | 0
9 | 25 | 20 | 0 | 0 | 30 | 0 | 0 | 30 | 0 | 0 | 0 | 0 | 0
9 | 25 | 21 | 0 | 0 | 28.9 | 0 | 0 | 28.9 | 0 | 0 | 0 | 0 | 0
9 | 25 | 22 | 0 | 0 | 28.3 | 0 | 0 | 28.3 | 0 | 0 | 0 | 0 | 0
9 | 25 | 23 | 0 | 0 | 27.8 | 2.1 | 0 | 27.8 | 0 | 0 | 0 | 0 | 0
9 | 26 | 0 | 0 | 0 | 26.7 | 1.5 | 0 | 26.7 | 0 | 0 | 0 | 0 | 0
9 | 26 | 1 | 0 | 0 | 26.1 | 2.1 | 0 | 26.1 | 0 | 0 | 0 | 0 | 0
9 | 26 | 2 | 0 | 0 | 25.6 | 2.1 | 0 | 25.6 | 0 | 0 | 0 | 0 | 0
9 | 26 | 3 | 0 | 0 | 25 | 2.1 | 0 | 25 | 0 | 0 | 0 | 0 | 0
9 | 26 | 4 | 0 | 0 | 24.4 | 2.1 | 0 | 24.4 | 0 | 0 | 0 | 0 | 0
9 | 26 | 5 | 0 | 0 | 24.4 | 1.5 | 0 | 24.4 | 0 | 0 | 0 | 0 | 0
9 | 26 | 6 | 63 | 24 | 23.3 | 1.5 | 30.253 | 22.334 | 234.026 | 174.067 | 0 | 0 | 0
9 | 26 | 7 | 449 | 63 | 25 | 2.1 | 211.903 | 29.073 | 1627.741 | 1538.295 | 3225.2207 | 2718.6931 | 2460.7242
9 | 26 | 8 | 662 | 98 | 26.7 | 1.5 | 479.864 | 39.321 | 3828.923 | 3679.42 | 5817.1986 | 4917.1868 | 4289.4064
9 | 26 | 9 | 764 | 125 | 28.9 | 1.5 | 725.515 | 48.933 | 5687.77 | 5474.688 | 8278.0891 | 7158.8669 | 5910.2165
9 | 26 | 10 | 823 | 143 | 31.1 | 1.5 | 914.455 | 56.655 | 6986.739 | 6722.239 | 10258.3469 | 8929.9673 | 7191.4504
9 | 26 | 11 | 846 | 153 | 32.8 | 1.5 | 1024.357 | 61.563 | 7681.449 | 7387.09 | 11240.9558 | 9796.3657 | 7860.0902
9 | 26 | 12 | 857 | 155 | 34.4 | 2.1 | 1057.137 | 61.848 | 7918.863 | 7613.922 | 11546.3897 | 10040.1466 | 8063.4949
9 | 26 | 13 | 767 | 165 | 35.6 | 1.5 | 939.237 | 62.546 | 7014.446 | 6748.788 | 10309.994 | 8970.1838 | 7380.4739
9 | 26 | 14 | 730 | 163 | 35.6 | 1 | 820.99 | 61.463 | 6149.408 | 5918.712 | 9541.9283 | 8306.2322 | 6892.7719
9 | 26 | 15 | 684 | 116 | 35.6 | 2.1 | 608.049 | 51.943 | 4694.783 | 4517.13 | 8184.2656 | 7117.7163 | 5751.0403
9 | 26 | 16 | 609 | 86 | 35 | 2.6 | 385.941 | 44.668 | 2970.068 | 2845.963 | 6156.1822 | 5266.2539 | 4366.2674
9 | 26 | 17 | 322 | 50 | 34.4 | 2.1 | 125.416 | 37.553 | 885.984 | 813.056 | 2614.6646 | 2200.9487 | 1971.3675
9 | 26 | 18 | 9 | 9 | 33.3 | 1.5 | 8.739 | 32.572 | 70.299 | 13.37 | 61.691 | 51.5914 | 97.5585
9 | 26 | 19 | 0 | 0 | 32.2 | 1.5 | 0 | 32.2 | 0 | 0 | 0 | 0 | 0
9 | 26 | 20 | 0 | 0 | 30.6 | 1.5 | 0 | 30.6 | 0 | 0 | 0 | 0 | 0
9 | 26 | 21 | 0 | 0 | 30.6 | 1.5 | 0 | 30.6 | 0 | 0 | 0 | 0 | 0
9 | 26 | 22 | 0 | 0 | 29.4 | 2.1 | 0 | 29.4 | 0 | 0 | 0 | 0 | 0
9 | 26 | 23 | 0 | 0 | 28.9 | 1.5 | 0 | 28.9 | 0 | 0 | 0 | 0 | 0
9 | 27 | 0 | 0 | 0 | 27.2 | 1.5 | 0 | 27.2 | 0 | 0 | 0 | 0 | 0
9 | 27 | 1 | 0 | 0 | 26.7 | 0 | 0 | 26.7 | 0 | 0 | 0 | 0 | 0
9 | 27 | 2 | 0 | 0 | 26.1 | 0 | 0 | 26.1 | 0 | 0 | 0 | 0 | 0
9 | 27 | 3 | 0 | 0 | 25.6 | 0 | 0 | 25.6 | 0 | 0 | 0 | 0 | 0
9 | 27 | 4 | 0 | 0 | 25 | 1.5 | 0 | 25 | 0 | 0 | 0 | 0 | 0
9 | 27 | 5 | 0 | 0 | 23.9 | 1.5 | 0 | 23.9 | 0 | 0 | 0 | 0 | 0
9 | 27 | 6 | 139 | 20 | 23.9 | 2.1 | 35.792 | 23.198 | 246.198 | 186.01 | 0 | 0 | 0
9 | 27 | 7 | 585 | 46 | 25 | 2.1 | 237.062 | 29.75 | 1786.552 | 1693.325 | 4202.2541 | 3542.2936 | 2972.6205
9 | 27 | 8 | 770 | 69 | 26.7 | 1.5 | 507.862 | 40.171 | 4030.753 | 3874.916 | 6766.0081 | 5719.1774 | 4692.6612
9 | 27 | 9 | 858 | 87 | 29.4 | 1.5 | 747.595 | 50.083 | 5832.689 | 5614.157 | 9293.1059 | 8036.1403 | 6279.9981
9 | 27 | 10 | 906 | 100 | 32.2 | 1.5 | 934.887 | 58.283 | 7096.631 | 6827.518 | 11285.5829 | 9823.647 | 7528.7055
9 | 27 | 11 | 925 | 107 | 33.9 | 1.5 | 1042.352 | 63.103 | 7768.05 | 7469.854 | 12282.9335 | 10704.1835 | 8186.3521
9 | 27 | 12 | 928 | 108 | 35 | 2.1 | 1066.687 | 62.684 | 7963.561 | 7656.606 | 12497.9641 | 10868.3805 | 8329.7196
9 | 27 | 13 | 919 | 105 | 36.1 | 1 | 1011.06 | 67.283 | 7406.496 | 7124.151 | 12346.772 | 10743.9237 | 8219.8669
9 | 27 | 14 | 883 | 104 | 36.7 | 0 | 875.436 | 70.116 | 6328.054 | 6090.347 | 11526.1145 | 10033.2413 | 7705.517
9 | 27 | 15 | 835 | 81 | 36.1 | 2.6 | 670.123 | 52.964 | 5148.36 | 4954.941 | 9970.7461 | 8671.8829 | 6604.271
9 | 27 | 16 | 635 | 67 | 36.1 | 3.6 | 376.853 | 44.698 | 2891.042 | 2769.147 | 6402.2357 | 5475.4205 | 4392.9598
9 | 27 | 17 | 395 | 36 | 35 | 2.6 | 128.676 | 37.971 | 878.106 | 805.343 | 3199.9325 | 2693.8984 | 2247.9064
9 | 27 | 18 | 22 | 7 | 33.9 | 1.5 | 7.641 | 33.182 | 56.707 | 0.025 | 150.6463 | 125.9559 | 141.7698
9 | 27 | 19 | 0 | 0 | 31.7 | 3.1 | 0 | 31.7 | 0 | 0 | 0 | 0 | 0
9 | 27 | 20 | 0 | 0 | 29.4 | 2.1 | 0 | 29.4 | 0 | 0 | 0 | 0 | 0
9 | 27 | 21 | 0 | 0 | 28.9 | 2.6 | 0 | 28.9 | 0 | 0 | 0 | 0 | 0
9 | 27 | 22 | 0 | 0 | 28.3 | 2.1 | 0 | 28.3 | 0 | 0 | 0 | 0 | 0
9 | 27 | 23 | 0 | 0 | 28.3 | 1.5 | 0 | 28.3 | 0 | 0 | 0 | 0 | 0
9 | 28 | 0 | 0 | 0 | 27.2 | 2.1 | 0 | 27.2 | 0 | 0 | 0 | 0 | 0
9 | 28 | 1 | 0 | 0 | 26.7 | 2.1 | 0 | 26.7 | 0 | 0 | 0 | 0 | 0
9 | 28 | 2 | 0 | 0 | 25.6 | 1.5 | 0 | 25.6 | 0 | 0 | 0 | 0 | 0
9 | 28 | 3 | 0 | 0 | 25 | 1.5 | 0 | 25 | 0 | 0 | 0 | 0 | 0
9 | 28 | 4 | 0 | 0 | 23.9 | 0 | 0 | 23.9 | 0 | 0 | 0 | 0 | 0
9 | 28 | 5 | 0 | 0 | 24.4 | 2.1 | 0 | 24.4 | 0 | 0 | 0 | 0 | 0
9 | 28 | 6 | 117 | 19 | 26.1 | 2.1 | 33.021 | 25.395 | 229.958 | 170.076 | 0 | 0 | 0
9 | 28 | 7 | 364 | 73 | 25.6 | 0 | 194.644 | 31.604 | 1500.868 | 1414.379 | 2614.6641 | 2204.0265 | 2136.7927
9 | 28 | 8 | 609 | 84 | 26.7 | 1.5 | 437.738 | 38.109 | 3508.673 | 3368.934 | 5350.8174 | 4522.8932 | 3905.0589
9 | 28 | 9 | 588 | 179 | 29.4 | 2.1 | 646.899 | 45.722 | 5137.545 | 4944.511 | 6365.9801 | 5504.5322 | 5096.9431
9 | 28 | 10 | 713 | 190 | 31.7 | 1.5 | 872.586 | 55.935 | 6686.378 | 6434.28 | 8875.3862 | 7725.2232 | 6664.4422
9 | 28 | 11 | 901 | 131 | 34.4 | 1.5 | 1044.877 | 63.457 | 7775.757 | 7477.217 | 11956.3566 | 10419.2312 | 8147.8585
9 | 28 | 12 | 853 | 118 | 35.6 | 1.5 | 1001.716 | 64.037 | 7437.683 | 7153.988 | 11483.1544 | 9986.8002 | 7779.5448
9 | 28 | 13 | 905 | 126 | 36.7 | 3.1 | 1019.959 | 60.406 | 7682.779 | 7388.361 | 12152.0872 | 10576.1962 | 8241.5026
9 | 28 | 14 | 874 | 98 | 37.2 | 2.1 | 860.551 | 59.987 | 6482.102 | 6238.261 | 11392.7631 | 9917.1619 | 7584.3757
9 | 28 | 15 | 840 | 84 | 37.2 | 3.1 | 676.062 | 53.251 | 5187.938 | 4993.11 | 10009.7062 | 8706.2728 | 6648.5096
9 | 28 | 16 | 689 | 65 | 36.7 | 2.6 | 398.617 | 46.846 | 3029.045 | 2903.276 | 6928.238 | 5923.9168 | 4705.3731
9 | 28 | 17 | 260 | 54 | 35.6 | 2.1 | 115.769 | 38.58 | 830.949 | 759.171 | 2101.3103 | 1769.2183 | 1674.9556
9 | 28 | 18 | 19 | 8 | 33.9 | 1.5 | 8.424 | 33.156 | 64.107 | 7.291 | 129.9684 | 108.6426 | 134.9485
9 | 28 | 19 | 0 | 0 | 31.7 | 0 | 0 | 31.7 | 0 | 0 | 0 | 0 | 0
9 | 28 | 20 | 0 | 0 | 31.7 | 0 | 0 | 31.7 | 0 | 0 | 0 | 0 | 0
9 | 28 | 21 | 0 | 0 | 31.1 | 0 | 0 | 31.1 | 0 | 0 | 0 | 0 | 0
9 | 28 | 22 | 0 | 0 | 30 | 0 | 0 | 30 | 0 | 0 | 0 | 0 | 0
9 | 28 | 23 | 0 | 0 | 27.8 | 0 | 0 | 27.8 | 0 | 0 | 0 | 0 | 0
9 | 29 | 0 | 0 | 0 | 27.8 | 2.1 | 0 | 27.8 | 0 | 0 | 0 | 0 | 0
9 | 29 | 1 | 0 | 0 | 27.8 | 1.5 | 0 | 27.8 | 0 | 0 | 0 | 0 | 0
9 | 29 | 2 | 0 | 0 | 27.2 | 2.6 | 0 | 27.2 | 0 | 0 | 0 | 0 | 0
9 | 29 | 3 | 0 | 0 | 27.2 | 2.6 | 0 | 27.2 | 0 | 0 | 0 | 0 | 0
9 | 29 | 4 | 0 | 0 | 26.1 | 2.1 | 0 | 26.1 | 0 | 0 | 0 | 0 | 0
9 | 29 | 5 | 0 | 0 | 25 | 0 | 0 | 25 | 0 | 0 | 0 | 0 | 0
9 | 29 | 6 | 174 | 17 | 25.6 | 2.1 | 38.722 | 25.032 | 252.369 | 192.065 | 0 | 0 | 0
9 | 29 | 7 | 647 | 38 | 27.8 | 1.5 | 249.726 | 33.418 | 1848.014 | 1753.301 | 4647.0927 | 3917.2206 | 3204.0568
9 | 29 | 8 | 812 | 57 | 30.6 | 1.5 | 516.9 | 44.336 | 4036.762 | 3880.735 | 7133.3702 | 6029.5233 | 4843.7631
9 | 29 | 9 | 892 | 72 | 32.8 | 2.6 | 758.076 | 50.865 | 5896.306 | 5675.357 | 9652.6042 | 8345.7267 | 6400.9867
9 | 29 | 10 | 934 | 83 | 34.4 | 2.1 | 942.363 | 58.521 | 7146.598 | 6875.373 | 11617.966 | 10111.7829 | 7617.0832
9 | 29 | 11 | 955 | 89 | 36.1 | 2.6 | 1052.569 | 61.652 | 7890.129 | 7586.479 | 12664.1817 | 11035.5815 | 8297.6048
9 | 29 | 12 | 956 | 91 | 37.8 | 2.1 | 1075.928 | 65.592 | 7938.345 | 7632.527 | 12864.2669 | 11189.1405 | 8440.6411
9 | 29 | 13 | 951 | 87 | 38.3 | 2.1 | 1020.958 | 64.877 | 7552.811 | 7264.105 | 12762.499 | 11109.2513 | 8352.3385
9 | 29 | 14 | 928 | 80 | 40 | 3.6 | 885.603 | 59.886 | 6672.939 | 6421.389 | 12079.4721 | 10515.1852 | 7881.855
9 | 29 | 15 | 879 | 67 | 40 | 2.1 | 678.244 | 58.124 | 5103.553 | 4911.723 | 10452.3828 | 9091.8301 | 6804.9123
9 | 29 | 16 | 775 | 49 | 38.9 | 0 | 417.721 | 57.228 | 3038.298 | 2912.266 | 7772.0185 | 6643.9276 | 5121.2386
9 | 29 | 17 | 521 | 30 | 38.3 | 1.5 | 148.259 | 42.743 | 963.8 | 889.226 | 4200.6619 | 3537.2347 | 2838.532
9 | 29 | 18 | 20 | 6 | 36.1 | 1.5 | 6.682 | 35.537 | 48.674 | 0 | 136.6643 | 114.2133 | 126.3782
9 | 29 | 19 | 0 | 0 | 34.4 | 2.1 | 0 | 34.4 | 0 | 0 | 0 | 0 | 0
9 | 29 | 20 | 0 | 0 | 33.3 | 0 | 0 | 33.3 | 0 | 0 | 0 | 0 | 0
9 | 29 | 21 | 0 | 0 | 32.2 | 2.6 | 0 | 32.2 | 0 | 0 | 0 | 0 | 0
9 | 29 | 22 | 0 | 0 | 31.1 | 2.1 | 0 | 31.1 | 0 | 0 | 0 | 0 | 0
9 | 29 | 23 | 0 | 0 | 30 | 1.5 | 0 | 30 | 0 | 0 | 0 | 0 | 0
9 | 30 | 0 | 0 | 0 | 28.9 | 1.5 | 0 | 28.9 | 0 | 0 | 0 | 0 | 0
9 | 30 | 1 | 0 | 0 | 27.8 | 1.5 | 0 | 27.8 | 0 | 0 | 0 | 0 | 0
9 | 30 | 2 | 0 | 0 | 26.7 | 1.5 | 0 | 26.7 | 0 | 0 | 0 | 0 | 0
9 | 30 | 3 | 0 | 0 | 26.1 | 1.5 | 0 | 26.1 | 0 | 0 | 0 | 0 | 0
9 | 30 | 4 | 0 | 0 | 25 | 1.5 | 0 | 25 | 0 | 0 | 0 | 0 | 0
9 | 30 | 5 | 0 | 0 | 25.6 | 1.5 | 0 | 25.6 | 0 | 0 | 0 | 0 | 0
9 | 30 | 6 | 194 | 15 | 25 | 1.5 | 39.503 | 24.351 | 249.65 | 189.397 | 0 | 0 | 0
9 | 30 | 7 | 659 | 34 | 26.7 | 2.1 | 249.02 | 31.805 | 1849.382 | 1754.636 | 4732.5932 | 3989.2268 | 3232.6629
9 | 30 | 8 | 830 | 52 | 30 | 4.6 | 522.07 | 39.928 | 4143.872 | 3984.425 | 7289.9958 | 6161.7539 | 4908.9793
9 | 30 | 9 | 901 | 66 | 31.7 | 2.6 | 758.777 | 49.811 | 5925.594 | 5703.529 | 9744.8092 | 8424.6807 | 6417.7959
9 | 30 | 10 | 940 | 77 | 32.8 | 3.6 | 941.457 | 53.47 | 7282.712 | 7005.693 | 11683.6903 | 10168.349 | 7616.8879
9 | 30 | 11 | 960 | 82 | 34.4 | 2.6 | 1049.739 | 59.95 | 7922.684 | 7617.571 | 12721.2707 | 11084.7532 | 8285.4054
9 | 30 | 12 | 964 | 83 | 35.6 | 4.1 | 1074.743 | 58.525 | 8158.19 | 7842.388 | 12966.1902 | 11279.1542 | 8449.7019
9 | 30 | 13 | 956 | 80 | 36.1 | 4.1 | 1017.262 | 57.925 | 7738.215 | 7441.343 | 12821.9348 | 11162.8 | 8341.3532
9 | 30 | 14 | 932 | 73 | 36.1 | 4.6 | 880.174 | 54.394 | 6776.952 | 6521.146 | 12113.9427 | 10545.6915 | 7856.085
9 | 30 | 15 | 882 | 61 | 36.7 | 4.1 | 672.385 | 51.306 | 5194.922 | 4999.845 | 10465.5769 | 9103.8183 | 6773.5835
9 | 30 | 16 | 723 | 49 | 36.7 | 2.1 | 394.787 | 47.461 | 2983.109 | 2858.637 | 7230.7429 | 6179.9251 | 4788.7285
9 | 30 | 17 | 449 | 41 | 35.6 | 3.1 | 144.033 | 38.779 | 975.575 | 900.751 | 3611.4378 | 3041.4792 | 2540.1249
9 | 30 | 18 | 36 | 7 | 33.9 | 1.5 | 8.605 | 33.267 | 59.535 | 2.802 | 245.7315 | 205.3146 | 202.8657
9 | 30 | 19 | 0 | 0 | 32.2 | 9.3 | 0 | 32.2 | 0 | 0 | 0 | 0 | 0
9 | 30 | 20 | 0 | 0 | 31.1 | 4.6 | 0 | 31.1 | 0 | 0 | 0 | 0 | 0
9 | 30 | 21 | 0 | 0 | 30 | 4.5 | 0 | 30 | 0 | 0 | 0 | 0 | 0
9 | 30 | 22 | 0 | 0 | 28.9 | 4.3 | 0 | 28.9 | 0 | 0 | 0 | 0 | 0
9 | 30 | 23 | 0 | 0 | 27.8 | 4.2 | 0 | 27.8 | 0 | 0 | 0 | 0 | 0
10 | 1 | 0 | 0 | 0 | 26.6 | 4 | 0 | 26.6 | 0 | 0 | 0 | 0 | 0
10 | 1 | 1 | 0 | 0 | 25.5 | 3.9 | 0 | 25.5 | 0 | 0 | 0 | 0 | 0
10 | 1 | 2 | 0 | 0 | 24.4 | 3.7 | 0 | 24.4 | 0 | 0 | 0 | 0 | 0
10 | 1 | 3 | 0 | 0 | 23.3 | 3.6 | 0 | 23.3 | 0 | 0 | 0 | 0 | 0
10 | 1 | 4 | 0 | 0 | 22.8 | 3.1 | 0 | 22.8 | 0 | 0 | 0 | 0 | 0
10 | 1 | 5 | 0 | 0 | 22.2 | 3.1 | 0 | 22.2 | 0 | 0 | 0 | 0 | 0
10 | 1 | 6 | 178 | 7 | 22.2 | 2.6 | 29.625 | 21.346 | 172.838 | 114.022 | 0 | 0 | 0
10 | 1 | 7 | 650 | 29 | 23.9 | 4.1 | 241.772 | 27.856 | 1818.6 | 1724.6 | 4666.9995 | 3933.8443 | 3158.6439
10 | 1 | 8 | 824 | 41 | 27.2 | 3.1 | 507.223 | 38.174 | 4050.573 | 3894.107 | 7235.3765 | 6115.3861 | 4802.361
10 | 1 | 9 | 905 | 60 | 30 | 3.1 | 755.95 | 47.116 | 5964.489 | 5740.937 | 9782.3483 | 8456.2838 | 6401.0884
10 | 1 | 10 | 948 | 74 | 32.8 | 3.1 | 945.92 | 54.529 | 7287.13 | 7009.921 | 11773.6965 | 10246.0162 | 7651.4868
10 | 1 | 11 | 940 | 103 | 35 | 3.6 | 1053.877 | 58.283 | 8006.826 | 7697.916 | 12446.8157 | 10844.9549 | 8258.6544
10 | 1 | 12 | 967 | 96 | 36.1 | 1.5 | 1092.183 | 66.724 | 8021.04 | 7711.486 | 13000.5695 | 11310.5552 | 8557.7626
10 | 1 | 13 | 931 | 117 | 35.6 | 2.1 | 1033.773 | 62.625 | 7717.619 | 7421.66 | 12478.7893 | 10865.7914 | 8379.1404
10 | 1 | 14 | 916 | 77 | 37.2 | 2.1 | 869.931 | 60.24 | 6545.146 | 6298.772 | 11888.3682 | 10350.0113 | 7745.6133
10 | 1 | 15 | 708 | 167 | 37.8 | 1.5 | 673.271 | 57.495 | 5087.806 | 4896.533 | 8382.6253 | 7292.285 | 6214.3706
10 | 1 | 16 | 710 | 51 | 36.7 | 4.6 | 389.837 | 44.837 | 2974.521 | 2850.29 | 7081.0967 | 6050.8173 | 4711.1484
10 | 1 | 17 | 366 | 2 | 34.4 | 3.6 | 79.227 | 35.93 | 487.253 | 422.428 | 2936.702 | 2473.5824 | 1860.7915
10 | 1 | 18 | 3 | 0 | 32.8 | 3.1 | 0.19 | 31.824 | 0.536 | 0 | 20.4553 | 17.0867 | 13.1377
10 | 1 | 19 | 0 | 0 | 31.1 | 0 | 0 | 31.1 | 0 | 0 | 0 | 0 | 0
10 | 1 | 20 | 0 | 0 | 31.1 | 4.1 | 0 | 31.1 | 0 | 0 | 0 | 0 | 0
10 | 1 | 21 | 0 | 0 | 28.9 | 2.1 | 0 | 28.9 | 0 | 0 | 0 | 0 | 0
10 | 1 | 22 | 0 | 0 | 27.8 | 1.5 | 0 | 27.8 | 0 | 0 | 0 | 0 | 0
10 | 1 | 23 | 0 | 0 | 27.2 | 0 | 0 | 27.2 | 0 | 0 | 0 | 0 | 0
10 | 2 | 0 | 0 | 0 | 25.6 | 4.1 | 0 | 25.6 | 0 | 0 | 0 | 0 | 0
10 | 2 | 1 | 0 | 0 | 24.4 | 3.1 | 0 | 24.4 | 0 | 0 | 0 | 0 | 0
10 | 2 | 2 | 0 | 0 | 24.4 | 3.6 | 0 | 24.4 | 0 | 0 | 0 | 0 | 0
10 | 2 | 3 | 0 | 0 | 22.2 | 3.6 | 0 | 22.2 | 0 | 0 | 0 | 0 | 0
10 | 2 | 4 | 0 | 0 | 22.2 | 3.1 | 0 | 22.2 | 0 | 0 | 0 | 0 | 0
10 | 2 | 5 | 0 | 0 | 21.1 | 3.6 | 0 | 21.1 | 0 | 0 | 0 | 0 | 0
10 | 2 | 6 | 219 | 2 | 20.6 | 4.1 | 28.668 | 19.805 | 144.946 | 86.647 | 0 | 0 | 0
10 | 2 | 7 | 707 | 27 | 23.9 | 3.6 | 258.311 | 28.391 | 1935.68 | 1838.825 | 5074.9073 | 4277.5425 | 3405.5049
10 | 2 | 8 | 856 | 49 | 26.7 | 3.1 | 535.348 | 38.351 | 4274.795 | 4111.115 | 7513.9182 | 6350.5551 | 5029.6248
10 | 2 | 9 | 919 | 70 | 30 | 5.2 | 778.85 | 44.532 | 6206.093 | 5973.185 | 9927.3432 | 8580.6776 | 6556.8392
10 | 2 | 10 | 654 | 171 | 32.2 | 4.1 | 802.049 | 49.274 | 6306.677 | 6069.814 | 8115.5476 | 7062.053 | 6075.3713
10 | 2 | 11 | 788 | 164 | 32.8 | 3.1 | 980.794 | 55.374 | 7537.505 | 7249.468 | 10425.8934 | 9083.5087 | 7436.9514
10 | 2 | 12 | 742 | 190 | 35 | 3.1 | 986.698 | 58.007 | 7505.228 | 7218.599 | 9970.8417 | 8675.9027 | 7341.0242
10 | 2 | 13 | 919 | 123 | 35.6 | 2.6 | 1028.23 | 60.734 | 7734.729 | 7438.011 | 12309.8032 | 10720.3007 | 8315.7731
10 | 2 | 14 | 885 | 111 | 36.7 | 6.2 | 888.281 | 52.388 | 6893.297 | 6632.688 | 11468.7229 | 9985.4947 | 7717.5001
10 | 2 | 15 | 664 | 241 | 37.2 | 5.2 | 714.242 | 51.155 | 5537.712 | 5330.201 | 7844.25 | 6824.2732 | 6381.166
10 | 2 | 16 | 641 | 122 | 37.2 | 4.6 | 430.814 | 46.224 | 3298.467 | 3164.947 | 6375.0551 | 5446.4605 | 4747.6215
10 | 2 | 17 | 322 | 26 | 35 | 6.2 | 100.679 | 36.487 | 683.211 | 614.471 | 2577.3385 | 2171.2137 | 1791.8434
10 | 2 | 18 | 1 | 1 | 32.8 | 5.7 | 0.982 | 32.07 | 7.881 | 0 | 6.8109 | 5.6879 | 10.8122
10 | 2 | 19 | 0 | 0 | 31.7 | 5.2 | 0 | 31.7 | 0 | 0 | 0 | 0 | 0
10 | 2 | 20 | 0 | 0 | 30.6 | 3.1 | 0 | 30.6 | 0 | 0 | 0 | 0 | 0
10 | 2 | 21 | 0 | 0 | 29.4 | 2.1 | 0 | 29.4 | 0 | 0 | 0 | 0 | 0
10 | 2 | 22 | 0 | 0 | 28.9 | 1.5 | 0 | 28.9 | 0 | 0 | 0 | 0 | 0
10 | 2 | 23 | 0 | 0 | 28.3 | 2.1 | 0 | 28.3 | 0 | 0 | 0 | 0 | 0
10 | 3 | 0 | 0 | 0 | 28.3 | 2.6 | 0 | 28.3 | 0 | 0 | 0 | 0 | 0
10 | 3 | 1 | 0 | 0 | 27.8 | 2.1 | 0 | 27.8 | 0 | 0 | 0 | 0 | 0
10 | 3 | 2 | 0 | 0 | 26.7 | 3.6 | 0 | 26.7 | 0 | 0 | 0 | 0 | 0
10 | 3 | 3 | 0 | 0 | 25.6 | 2.6 | 0 | 25.6 | 0 | 0 | 0 | 0 | 0
10 | 3 | 4 | 0 | 0 | 24.4 | 2.1 | 0 | 24.4 | 0 | 0 | 0 | 0 | 0
10 | 3 | 5 | 0 | 0 | 25 | 2.6 | 0 | 25 | 0 | 0 | 0 | 0 | 0
10 | 3 | 6 | 2 | 8 | 24.4 | 3.1 | 7.329 | 23.111 | 62.48 | 5.693 | 0 | 0 | 0
10 | 3 | 7 | 417 | 70 | 26.7 | 5.2 | 212.678 | 29.675 | 1647.33 | 1557.422 | 2992.282 | 2522.0424 | 2358.0176
10 | 3 | 8 | 758 | 132 | 28.3 | 5.2 | 575.113 | 38.495 | 4611.878 | 4437.031 | 6651.1155 | 5621.0701 | 5036.0143
10 | 3 | 9 | 131 | 307 | 28.3 | 4.1 | 409.656 | 36.935 | 3370.889 | 3235.244 | 1414.128 | 1222.1517 | 2911.27
10 | 3 | 10 | 4 | 349 | 30.6 | 4.6 | 338.643 | 37.128 | 2788.677 | 2669.613 | 49.5928 | 43.1521 | 2360.7154
10 | 3 | 11 | 153 | 407 | 31.1 | 5.2 | 585.337 | 41.725 | 4739.102 | 4559.939 | 2022.6492 | 1762.0943 | 3949.4801
10 | 3 | 12 | 34 | 388 | 29.4 | 5.2 | 430.017 | 37.441 | 3537.108 | 3396.516 | 456.6563 | 397.4079 | 2870.4806
10 | 3 | 13 | 52 | 408 | 31.7 | 5.7 | 468.942 | 39.832 | 3823.409 | 3674.077 | 696.0439 | 606.2557 | 3149.7341
10 | 3 | 14 | 2 | 203 | 30 | 5.7 | 189.438 | 33.117 | 1582.854 | 1494.46 | 25.8783 | 22.5336 | 1371.9075
10 | 3 | 15 | 1 | 66 | 29.4 | 4.1 | 59.551 | 29.882 | 503.314 | 438.174 | 11.787 | 10.2548 | 447.5335
10 | 3 | 16 | 1 | 30 | 30 | 5.7 | 27.111 | 29.612 | 229.169 | 169.301 | 9.9174 | 8.4713 | 205.142
10 | 3 | 17 | 4 | 6 | 27.8 | 4.6 | 6.233 | 26.819 | 51.359 | 0 | 31.9378 | 26.9093 | 59.3233
10 | 3 | 18 | 2 | 0 | 24.4 | 4.6 | 0.134 | 23.17 | 0.408 | 0 | 13.6064 | 11.36 | 8.7422
10 | 3 | 19 | 0 | 0 | 25.6 | 2.1 | 0 | 25.6 | 0 | 0 | 0 | 0 | 0
10 | 3 | 20 | 0 | 0 | 24.4 | 2.6 | 0 | 24.4 | 0 | 0 | 0 | 0 | 0
10 | 3 | 21 | 0 | 0 | 25 | 3.1 | 0 | 25 | 0 | 0 | 0 | 0 | 0
10 | 3 | 22 | 0 | 0 | 25 | 3.1 | 0 | 25 | 0 | 0 | 0 | 0 | 0
10 | 3 | 23 | 0 | 0 | 25 | 3.1 | 0 | 25 | 0 | 0 | 0 | 0 | 0
10 | 4 | 0 | 0 | 0 | 25 | 1.5 | 0 | 25 | 0 | 0 | 0 | 0 | 0
10 | 4 | 1 | 0 | 0 | 24.4 | 3.1 | 0 | 24.4 | 0 | 0 | 0 | 0 | 0
10 | 4 | 2 | 0 | 0 | 23.9 | 4.1 | 0 | 23.9 | 0 | 0 | 0 | 0 | 0
10 | 4 | 3 | 0 | 0 | 23.9 | 4.1 | 0 | 23.9 | 0 | 0 | 0 | 0 | 0
10 | 4 | 4 | 0 | 0 | 23.9 | 4.1 | 0 | 23.9 | 0 | 0 | 0 | 0 | 0
10 | 4 | 5 | 0 | 0 | 22.8 | 4.6 | 0 | 22.8 | 0 | 0 | 0 | 0 | 0
10 | 4 | 6 | 2 | 11 | 21.7 | 1.5 | 10.005 | 20.027 | 86.562 | 29.335 | 0 | 0 | 0
10 | 4 | 7 | 3 | 61 | 21.7 | 3.1 | 56.173 | 21.526 | 487.844 | 423.008 | 21.5188 | 18.1363 | 408.4212
10 | 4 | 8 | 2 | 91 | 21.7 | 4.1 | 82.946 | 22.233 | 719.96 | 650.472 | 17.5413 | 14.8239 | 610.4484
10 | 4 | 9 | 10 | 260 | 22.8 | 4.6 | 254.235 | 26.881 | 2171.64 | 2068.89 | 107.8684 | 93.2125 | 1796.8834
10 | 4 | 10 | 10 | 338 | 23.9 | 5.2 | 332.983 | 29.497 | 2818.503 | 2698.618 | 123.8684 | 107.7739 | 2332.3824
10 | 4 | 11 | 11 | 306 | 25.6 | 4.1 | 300.254 | 31.433 | 2524.032 | 2412.125 | 145.2945 | 126.568 | 2132.8348
10 | 4 | 12 | 2 | 132 | 25 | 4.6 | 121.542 | 26.804 | 1038.664 | 962.489 | 26.8481 | 23.3682 | 898.3021
10 | 4 | 13 | 2 | 160 | 25 | 5.7 | 147.811 | 26.777 | 1263.262 | 1182.166 | 26.7513 | 23.3036 | 1085.3143
10 | 4 | 14 | 2 | 128 | 24.4 | 4.1 | 117.44 | 25.925 | 1006.676 | 931.188 | 25.8379 | 22.5008 | 870.8276
10 | 4 | 15 | 2 | 103 | 23.9 | 5.2 | 94.001 | 24.72 | 809.055 | 737.732 | 23.5202 | 20.4636 | 701.5129
10 | 4 | 16 | 4 | 88 | 22.8 | 4.6 | 81.578 | 23.366 | 704.68 | 635.504 | 39.5564 | 33.7824 | 608.151
10 | 4 | 17 | 6 | 57 | 22.8 | 3.1 | 55.789 | 22.826 | 480.533 | 415.841 | 47.7879 | 40.2703 | 402.6142
10 | 4 | 18 | 1 | 0 | 22.2 | 4.6 | 0.069 | 21.008 | 0.216 | 0 | 6.7954 | 5.6721 | 4.3669
10 | 4 | 19 | 0 | 0 | 22.2 | 4.1 | 0 | 22.2 | 0 | 0 | 0 | 0 | 0
10 | 4 | 20 | 0 | 0 | 22.2 | 1.5 | 0 | 22.2 | 0 | 0 | 0 | 0 | 0
10 | 4 | 21 | 0 | 0 | 22.2 | 0 | 0 | 22.2 | 0 | 0 | 0 | 0 | 0
10 | 4 | 22 | 0 | 0 | 22.2 | 0 | 0 | 22.2 | 0 | 0 | 0 | 0 | 0
10 | 4 | 23 | 0 | 0 | 22.2 | 0 | 0 | 22.2 | 0 | 0 | 0 | 0 | 0
10 | 5 | 0 | 0 | 0 | 21.7 | 2.1 | 0 | 21.7 | 0 | 0 | 0 | 0 | 0
10 | 5 | 1 | 0 | 0 | 21.7 | 2.1 | 0 | 21.7 | 0 | 0 | 0 | 0 | 0
10 | 5 | 2 | 0 | 0 | 21.7 | 3.1 | 0 | 21.7 | 0 | 0 | 0 | 0 | 0
10 | 5 | 3 | 0 | 0 | 21.7 | 2.6 | 0 | 21.7 | 0 | 0 | 0 | 0 | 0
10 | 5 | 4 | 0 | 0 | 21.1 | 3.6 | 0 | 21.1 | 0 | 0 | 0 | 0 | 0
10 | 5 | 5 | 0 | 0 | 21.1 | 2.1 | 0 | 21.1 | 0 | 0 | 0 | 0 | 0
10 | 5 | 6 | 2 | 4 | 21.1 | 2.1 | 3.857 | 19.417 | 32.836 | 0 | 0 | 0 | 0
10 | 5 | 7 | 3 | 60 | 21.1 | 2.1 | 55.28 | 20.82 | 481.243 | 416.537 | 21.5091 | 18.1272 | 401.928
10 | 5 | 8 | 63 | 173 | 22.8 | 0 | 205.457 | 29.365 | 1731.377 | 1639.473 | 552.2703 | 466.6864 | 1485.5669
10 | 5 | 9 | 768 | 89 | 26.1 | 2.1 | 694.006 | 42.977 | 5564.574 | 5356.071 | 8277.6848 | 7152.0075 | 5671.8042
10 | 5 | 10 | 574 | 227 | 27.2 | 1.5 | 785.062 | 49.527 | 6167.658 | 5936.251 | 7103.2559 | 6179.8786 | 5833.7712
10 | 5 | 11 | 358 | 232 | 27.2 | 3.1 | 630.576 | 42.19 | 5096.376 | 4904.8 | 4724.4613 | 4115.2054 | 4423.4941
10 | 5 | 12 | 807 | 290 | 29.4 | 3.6 | 1153.641 | 54.302 | 8903.703 | 8552.816 | 10827.2334 | 9425.3457 | 8530.1618
10 | 5 | 13 | 701 | 247 | 30.6 | 3.1 | 966.034 | 53.659 | 7472.771 | 7187.554 | 9369.1026 | 8162.602 | 7352.495
10 | 5 | 14 | 633 | 139 | 30.6 | 2.6 | 708.56 | 48.647 | 5578.999 | 5369.962 | 8164.713 | 7110.9774 | 5894.7745
10 | 5 | 15 | 640 | 166 | 30 | 3.6 | 620.384 | 43.86 | 4939.927 | 4753.84 | 7509.0071 | 6533.3416 | 5678.749
10 | 5 | 16 | 210 | 89 | 28.9 | 2.6 | 190.632 | 33.872 | 1542.667 | 1455.21 | 2070.7389 | 1768.1738 | 1870.9429
10 | 5 | 17 | 2 | 21 | 23.3 | 5.2 | 19.056 | 22.785 | 164.18 | 105.525 | 15.8896 | 13.3921 | 147.2216
10 | 5 | 18 | 2 | 0 | 24.4 | 4.6 | 0.142 | 23.193 | 0.45 | 0 | 13.5751 | 11.328 | 8.7254
10 | 5 | 19 | 0 | 0 | 23.9 | 6.2 | 0 | 23.9 | 0 | 0 | 0 | 0 | 0
10 | 5 | 20 | 0 | 0 | 22.8 | 4.1 | 0 | 22.8 | 0 | 0 | 0 | 0 | 0
10 | 5 | 21 | 0 | 0 | 22.8 | 4.1 | 0 | 22.8 | 0 | 0 | 0 | 0 | 0
10 | 5 | 22 | 0 | 0 | 22.2 | 4.1 | 0 | 22.2 | 0 | 0 | 0 | 0 | 0
10 | 5 | 23 | 0 | 0 | 22.2 | 3.1 | 0 | 22.2 | 0 | 0 | 0 | 0 | 0
10 | 6 | 0 | 0 | 0 | 21.7 | 3.1 | 0 | 21.7 | 0 | 0 | 0 | 0 | 0
10 | 6 | 1 | 0 | 0 | 20.6 | 0 | 0 | 20.6 | 0 | 0 | 0 | 0 | 0
10 | 6 | 2 | 0 | 0 | 20.6 | 0 | 0 | 20.6 | 0 | 0 | 0 | 0 | 0
10 | 6 | 3 | 0 | 0 | 20.6 | 3.1 | 0 | 20.6 | 0 | 0 | 0 | 0 | 0
10 | 6 | 4 | 0 | 0 | 19.4 | 0 | 0 | 19.4 | 0 | 0 | 0 | 0 | 0
10 | 6 | 5 | 0 | 0 | 20 | 2.6 | 0 | 20 | 0 | 0 | 0 | 0 | 0
10 | 6 | 6 | 125 | 6 | 20 | 3.1 | 24.571 | 19 | 153.774 | 95.311 | 0 | 0 | 0
10 | 6 | 7 | 583 | 32 | 21.7 | 2.1 | 229.597 | 26.162 | 1753.847 | 1661.405 | 4177.7935 | 3520.6903 | 2867.4285
10 | 6 | 8 | 759 | 44 | 24.4 | 2.1 | 478.726 | 35.968 | 3858.688 | 3708.259 | 6649.7577 | 5618.8705 | 4455.7765
10 | 6 | 9 | 856 | 68 | 25.6 | 3.1 | 731.368 | 42.174 | 5880.121 | 5659.789 | 9218.3184 | 7963.5277 | 6109.4816
10 | 6 | 10 | 778 | 107 | 27.8 | 3.1 | 839.877 | 47.294 | 6653.49 | 6402.73 | 9618.1822 | 8367.2889 | 6561.1609
10 | 6 | 11 | 919 | 85 | 29.4 | 2.1 | 1012.637 | 55.575 | 7775.982 | 7477.433 | 12116.6566 | 10553.2354 | 7937.3213
10 | 6 | 12 | 918 | 95 | 30.6 | 1.5 | 1039.895 | 60.161 | 7842.375 | 7540.864 | 12309.3692 | 10717.2176 | 8129.3151
10 | 6 | 13 | 884 | 113 | 32.2 | 2.6 | 981.414 | 56.54 | 7506.174 | 7219.503 | 11805.3731 | 10286.2281 | 7939.2498
10 | 6 | 14 | 875 | 76 | 31.7 | 3.6 | 829.77 | 50.499 | 6484.866 | 6240.915 | 11267.954 | 9814.8027 | 7361.3823
10 | 6 | 15 | 688 | 137 | 32.8 | 2.1 | 626.37 | 49.648 | 4876.25 | 4692.375 | 8053.2007 | 7006.9663 | 5817.4203
10 | 6 | 16 | 632 | 54 | 32.2 | 2.1 | 353.96 | 41.794 | 2730.247 | 2612.784 | 6213.8899 | 5305.0704 | 4202.7416
10 | 6 | 17 | 283 | 10 | 30.6 | 2.1 | 71.251 | 32.144 | 464.521 | 400.143 | 2242.7402 | 1890.5482 | 1477.4943
10 | 6 | 18 | 0 | 0 | 29.4 | 0 | 0 | 29.4 | 0 | 0 | 0 | 0 | 0
10 | 6 | 19 | 0 | 0 | 28.9 | 0 | 0 | 28.9 | 0 | 0 | 0 | 0 | 0
10 | 6 | 20 | 0 | 0 | 26.7 | 1.5 | 0 | 26.7 | 0 | 0 | 0 | 0 | 0
10 | 6 | 21 | 0 | 0 | 26.1 | 0 | 0 | 26.1 | 0 | 0 | 0 | 0 | 0
10 | 6 | 22 | 0 | 0 | 25 | 1.5 | 0 | 25 | 0 | 0 | 0 | 0 | 0
10 | 6 | 23 | 0 | 0 | 24.4 | 0 | 0 | 24.4 | 0 | 0 | 0 | 0 | 0
10 | 7 | 0 | 0 | 0 | 22.8 | 0 | 0 | 22.8 | 0 | 0 | 0 | 0 | 0
10 | 7 | 1 | 0 | 0 | 21.7 | 0 | 0 | 21.7 | 0 | 0 | 0 | 0 | 0
10 | 7 | 2 | 0 | 0 | 20.6 | 0 | 0 | 20.6 | 0 | 0 | 0 | 0 | 0
10 | 7 | 3 | 0 | 0 | 20.6 | 0 | 0 | 20.6 | 0 | 0 | 0 | 0 | 0
10 | 7 | 4 | 0 | 0 | 20.6 | 0 | 0 | 20.6 | 0 | 0 | 0 | 0 | 0
10 | 7 | 5 | 0 | 0 | 19.4 | 0 | 0 | 19.4 | 0 | 0 | 0 | 0 | 0
10 | 7 | 6 | 122 | 5 | 19.4 | 0 | 22.988 | 16.838 | 142.18 | 83.932 | 0 | 0 | 0
10 | 7 | 7 | 581 | 28 | 21.7 | 1.5 | 223.553 | 26.394 | 1702.089 | 1610.883 | 4161.0617 | 3506.3473 | 2831.1307
10 | 7 | 8 | 750 | 41 | 25 | 1.5 | 470.732 | 37.422 | 3774.061 | 3626.255 | 6566.7637 | 5548.3156 | 4384.155
10 | 7 | 9 | 838 | 61 | 27.8 | 1.5 | 709.979 | 47.429 | 5596.288 | 5386.612 | 9016.3127 | 7787.768 | 5939.2001
10 | 7 | 10 | 869 | 80 | 30 | 2.1 | 883.251 | 52.754 | 6851.678 | 6592.792 | 10732.0803 | 9335.6617 | 7057.9108
10 | 7 | 11 | 908 | 91 | 31.7 | 0 | 1008.52 | 68.623 | 7348.306 | 7068.471 | 11960.1459 | 10416.0401 | 7882.2269
10 | 7 | 12 | 948 | 85 | 33.3 | 3.1 | 1058.111 | 57.934 | 8050.648 | 7739.75 | 12703.9207 | 11062.3946 | 8302.2123
10 | 7 | 13 | 947 | 104 | 34.4 | 2.1 | 1030.911 | 61.329 | 7736.093 | 7439.315 | 12635.9156 | 11010.8525 | 8383.8288
10 | 7 | 14 | 911 | 66 | 33.9 | 2.6 | 847.345 | 55.168 | 6502.93 | 6258.254 | 11712.3714 | 10203.0185 | 7564.8063
10 | 7 | 15 | 687 | 142 | 33.9 | 3.1 | 630.065 | 48.945 | 4918.16 | 4732.831 | 8022.3325 | 6980.1743 | 5832.8952
10 | 7 | 16 | 685 | 46 | 33.3 | 1.5 | 367.833 | 44.332 | 2803.642 | 2684.167 | 6715.3672 | 5732.2768 | 4461.6238
10 | 7 | 17 | 317 | 9 | 32.2 | 1.5 | 76.465 | 34.268 | 488.283 | 423.438 | 2505.8584 | 2112.6973 | 1636.89
10 | 7 | 18 | 0 | 0 | 30.6 | 2.1 | 0 | 30.6 | 0 | 0 | 0 | 0 | 0
10 | 7 | 19 | 0 | 0 | 28.9 | 2.1 | 0 | 28.9 | 0 | 0 | 0 | 0 | 0
10 | 7 | 20 | 0 | 0 | 27.8 | 0 | 0 | 27.8 | 0 | 0 | 0 | 0 | 0
10 | 7 | 21 | 0 | 0 | 26.7 | 1.5 | 0 | 26.7 | 0 | 0 | 0 | 0 | 0
10 | 7 | 22 | 0 | 0 | 25.6 | 2.1 | 0 | 25.6 | 0 | 0 | 0 | 0 | 0
10 | 7 | 23 | 0 | 0 | 25 | 0 | 0 | 25 | 0 | 0 | 0 | 0 | 0
10 | 8 | 0 | 0 | 0 | 23.9 | 2.1 | 0 | 23.9 | 0 | 0 | 0 | 0 | 0
10 | 8 | 1 | 0 | 0 | 23.3 | 0 | 0 | 23.3 | 0 | 0 | 0 | 0 | 0
10 | 8 | 2 | 0 | 0 | 21.7 | 0 | 0 | 21.7 | 0 | 0 | 0 | 0 | 0
10 | 8 | 3 | 0 | 0 | 21.1 | 1.5 | 0 | 21.1 | 0 | 0 | 0 | 0 | 0
10 | 8 | 4 | 0 | 0 | 21.1 | 1.5 | 0 | 21.1 | 0 | 0 | 0 | 0 | 0
10 | 8 | 5 | 0 | 0 | 20.6 | 0 | 0 | 20.6 | 0 | 0 | 0 | 0 | 0
10 | 8 | 6 | 122 | 5 | 20.6 | 0 | 23.365 | 18.13 | 144.671 | 86.377 | 0 | 0 | 0
10 | 8 | 7 | 544 | 46 | 23.3 | 1.5 | 234.817 | 28.348 | 1800.073 | 1706.52 | 3893.5799 | 3280.6961 | 2777.4816
10 | 8 | 8 | 777 | 37 | 26.7 | 1.5 | 481.498 | 39.446 | 3830.833 | 3681.27 | 6798.4559 | 5743.5911 | 4503.1168
10 | 8 | 9 | 865 | 53 | 30 | 0 | 721.203 | 56.849 | 5480.939 | 5275.515 | 9297.8981 | 8029.6123 | 6059.0553
10 | 8 | 10 | 921 | 74 | 31.7 | 1.5 | 923.29 | 57.437 | 7032.149 | 6765.748 | 11362.0671 | 9882.9911 | 7400.7312
10 | 8 | 11 | 950 | 85 | 33.9 | 2.1 | 1042.872 | 60.79 | 7844.424 | 7542.821 | 12500.9482 | 10886.1152 | 8171.0852
10 | 8 | 12 | 861 | 145 | 35 | 1.5 | 1048.676 | 64.605 | 7768.276 | 7470.069 | 11530.6892 | 10042.2115 | 7988.2942
10 | 8 | 13 | 948 | 104 | 36.1 | 3.1 | 1031.096 | 60.153 | 7773.867 | 7475.411 | 12637.9178 | 11013.3267 | 8384.3544
10 | 8 | 14 | 896 | 102 | 36.1 | 3.1 | 882.363 | 56.96 | 6724.841 | 6471.171 | 11500.4274 | 10019.4264 | 7676.2818
10 | 8 | 15 | 669 | 152 | 35.6 | 3.6 | 627.269 | 49.922 | 4878.676 | 4694.716 | 7793.287 | 6780.868 | 5761.0614
10 | 8 | 16 | 682 | 50 | 35 | 3.1 | 370.344 | 43.809 | 2829.101 | 2708.924 | 6666.3769 | 5689.5571 | 4459.4804
10 | 8 | 17 | 304 | 10 | 33.9 | 3.1 | 75.483 | 35.399 | 484.259 | 419.494 | 2397.0165 | 2021.2676 | 1575.1243
10 | 8 | 18 | 1 | 0 | 32.2 | 3.1 | 0 | 32.2 | 0 | 0 | 0 | 0 | 0
10 | 8 | 19 | 0 | 0 | 30 | 3.1 | 0 | 30 | 0 | 0 | 0 | 0 | 0
10 | 8 | 20 | 0 | 0 | 28.9 | 2.1 | 0 | 28.9 | 0 | 0 | 0 | 0 | 0
10 | 8 | 21 | 0 | 0 | 27.2 | 1.5 | 0 | 27.2 | 0 | 0 | 0 | 0 | 0
10 | 8 | 22 | 0 | 0 | 26.1 | 2.1 | 0 | 26.1 | 0 | 0 | 0 | 0 | 0
10 | 8 | 23 | 0 | 0 | 25.6 | 2.1 | 0 | 25.6 | 0 | 0 | 0 | 0 | 0
10 | 9 | 0 | 0 | 0 | 23.9 | 0 | 0 | 23.9 | 0 | 0 | 0 | 0 | 0
10 | 9 | 1 | 0 | 0 | 22.8 | 0 | 0 | 22.8 | 0 | 0 | 0 | 0 | 0
10 | 9 | 2 | 0 | 0 | 22.2 | 0 | 0 | 22.2 | 0 | 0 | 0 | 0 | 0
10 | 9 | 3 | 0 | 0 | 21.7 | 0 | 0 | 21.7 | 0 | 0 | 0 | 0 | 0
10 | 9 | 4 | 0 | 0 | 21.1 | 0 | 0 | 21.1 | 0 | 0 | 0 | 0 | 0
10 | 9 | 5 | 0 | 0 | 21.7 | 0 | 0 | 21.7 | 0 | 0 | 0 | 0 | 0
10 | 9 | 6 | 156 | 1 | 22.2 | 2.6 | 22.99 | 21.37 | 122.741 | 64.851 | 0 | 0 | 0
10 | 9 | 7 | 636 | 28 | 23.9 | 4.1 | 242.724 | 27.863 | 1837.99 | 1743.521 | 4548.8532 | 3832.4898 | 3078.7072
10 | 9 | 8 | 800 | 41 | 28.3 | 4.1 | 499.842 | 38.184 | 3996.46 | 3841.71 | 6994.4145 | 5908.6056 | 4652.4043
10 | 9 | 9 | 883 | 66 | 30.6 | 4.1 | 750.689 | 46.14 | 5946.393 | 5723.533 | 9481.7792 | 8186.9258 | 6258.7453
10 | 9 | 10 | 905 | 94 | 32.2 | 3.6 | 932.057 | 52.672 | 7232.657 | 6957.775 | 11152.255 | 9699.8349 | 7406.6816
10 | 9 | 11 | 935 | 103 | 33.9 | 2.6 | 1048.438 | 59.419 | 7929.544 | 7624.123 | 12290.9417 | 10702.375 | 8163.6577
10 | 9 | 12 | 931 | 95 | 35 | 1.5 | 1051.464 | 64.689 | 7786.255 | 7487.248 | 12459.7706 | 10852.8411 | 8219.1883
10 | 9 | 13 | 929 | 117 | 36.1 | 2.1 | 1026.68 | 62.84 | 7657.557 | 7364.251 | 12372.9692 | 10782.9027 | 8309.3718
10 | 9 | 14 | 882 | 115 | 36.7 | 3.1 | 884.309 | 57.579 | 6723.286 | 6469.68 | 11301.7209 | 9847.2449 | 7642.1457
10 | 9 | 15 | 604 | 181 | 36.1 | 3.1 | 610.024 | 50.771 | 4731.879 | 4552.963 | 7018.9077 | 6106.9958 | 5483.7016
10 | 9 | 16 | 648 | 57 | 36.1 | 4.1 | 362.26 | 43.893 | 2769.744 | 2651.2 | 6315.4117 | 5389.1775 | 4290.1337
10 | 9 | 17 | 298 | 11 | 33.9 | 2.6 | 76.24 | 35.531 | 493.348 | 428.404 | 2343.743 | 1976.6713 | 1548.3471
10 | 9 | 18 | 0 | 0 | 32.2 | 1.5 | 0 | 32.2 | 0 | 0 | 0 | 0 | 0
10 | 9 | 19 | 0 | 0 | 30 | 0 | 0 | 30 | 0 | 0 | 0 | 0 | 0
10 | 9 | 20 | 0 | 0 | 28.3 | 0 | 0 | 28.3 | 0 | 0 | 0 | 0 | 0
10 | 9 | 21 | 0 | 0 | 27.8 | 1.5 | 0 | 27.8 | 0 | 0 | 0 | 0 | 0
10 | 9 | 22 | 0 | 0 | 26.7 | 1.5 | 0 | 26.7 | 0 | 0 | 0 | 0 | 0
10 | 9 | 23 | 0 | 0 | 25.6 | 2.1 | 0 | 25.6 | 0 | 0 | 0 | 0 | 0
10 | 10 | 0 | 0 | 0 | 25 | 2.6 | 0 | 25 | 0 | 0 | 0 | 0 | 0
10 | 10 | 1 | 0 | 0 | 23.9 | 2.6 | 0 | 23.9 | 0 | 0 | 0 | 0 | 0
10 | 10 | 2 | 0 | 0 | 23.3 | 2.6 | 0 | 23.3 | 0 | 0 | 0 | 0 | 0
10 | 10 | 3 | 0 | 0 | 22.8 | 2.6 | 0 | 22.8 | 0 | 0 | 0 | 0 | 0
10 | 10 | 4 | 0 | 0 | 21.7 | 3.1 | 0 | 21.7 | 0 | 0 | 0 | 0 | 0
10 | 10 | 5 | 0 | 0 | 21.7 | 3.1 | 0 | 21.7 | 0 | 0 | 0 | 0 | 0
10 | 10 | 6 | 135 | 1 | 21.7 | 2.6 | 20.459 | 20.795 | 111.186 | 53.509 | 0 | 0 | 0
10 | 10 | 7 | 615 | 31 | 25.6 | 3.6 | 240.312 | 29.698 | 1813.771 | 1719.888 | 4395.2832 | 3702.7467 | 3000.6292
10 | 10 | 8 | 789 | 46 | 26.1 | 2.6 | 500.345 | 37.511 | 4012.187 | 3856.939 | 6892.6054 | 5822.0304 | 4621.7214
10 | 10 | 9 | 870 | 68 | 28.9 | 3.6 | 743.542 | 44.972 | 5915.991 | 5694.293 | 9332.2332 | 8056.2569 | 6180.5937
10 | 10 | 10 | 910 | 93 | 31.7 | 2.1 | 935.474 | 55.717 | 7173.461 | 6901.098 | 11200.9453 | 9741.5487 | 7429.5481
10 | 10 | 11 | 930 | 103 | 34.4 | 3.1 | 1043.233 | 58.533 | 7917.976 | 7613.074 | 12212.267 | 10633.0626 | 8115.8569
10 | 10 | 12 | 926 | 106 | 36.1 | 2.6 | 1058.397 | 62.003 | 7923.13 | 7617.997 | 12384.0993 | 10788.2914 | 8245.9628
10 | 10 | 13 | 906 | 124 | 36.7 | 2.6 | 1021.662 | 61.81 | 7651.786 | 7358.736 | 12054.7298 | 10505.7502 | 8161.9676
10 | 10 | 14 | 870 | 117 | 37.8 | 1.5 | 875.564 | 62.982 | 6514.58 | 6269.436 | 11129.0024 | 9697.5603 | 7550.3201
10 | 10 | 15 | 579 | 192 | 37.8 | 0 | 604.315 | 62.819 | 4471.269 | 4301.127 | 6711.7808 | 5839.6062 | 5370.8503
10 | 10 | 16 | 691 | 45 | 37.2 | 2.6 | 367.008 | 46.44 | 2771.04 | 2652.46 | 6714.6298 | 5728.9594 | 4459.6017
10 | 10 | 17 | 255 | 12 | 35 | 2.1 | 70.691 | 36.712 | 465.539 | 401.141 | 2000.4465 | 1687.4164 | 1338.8171
10 | 10 | 18 | 0 | 0 | 33.3 | 0 | 0 | 33.3 | 0 | 0 | 0 | 0 | 0
10 | 10 | 19 | 0 | 0 | 31.7 | 0 | 0 | 31.7 | 0 | 0 | 0 | 0 | 0
10 | 10 | 20 | 0 | 0 | 30 | 0 | 0 | 30 | 0 | 0 | 0 | 0 | 0
10 | 10 | 21 | 0 | 0 | 28.9 | 0 | 0 | 28.9 | 0 | 0 | 0 | 0 | 0
10 | 10 | 22 | 0 | 0 | 27.8 | 1.5 | 0 | 27.8 | 0 | 0 | 0 | 0 | 0
10 | 10 | 23 | 0 | 0 | 26.7 | 2.6 | 0 | 26.7 | 0 | 0 | 0 | 0 | 0
10 | 11 | 0 | 0 | 0 | 26.1 | 2.1 | 0 | 26.1 | 0 | 0 | 0 | 0 | 0
10 | 11 | 1 | 0 | 0 | 25 | 2.1 | 0 | 25 | 0 | 0 | 0 | 0 | 0
10 | 11 | 2 | 0 | 0 | 24.4 | 2.6 | 0 | 24.4 | 0 | 0 | 0 | 0 | 0
10 | 11 | 3 | 0 | 0 | 22.8 | 2.1 | 0 | 22.8 | 0 | 0 | 0 | 0 | 0
10 | 11 | 4 | 0 | 0 | 23.9 | 2.1 | 0 | 23.9 | 0 | 0 | 0 | 0 | 0
10 | 11 | 5 | 0 | 0 | 22.8 | 3.1 | 0 | 22.8 | 0 | 0 | 0 | 0 | 0
10 | 11 | 6 | 110 | 10 | 22.2 | 2.6 | 29.346 | 21.517 | 200.596 | 141.263 | 0 | 0 | 0
10 | 11 | 7 | 356 | 77 | 23.3 | 4.1 | 206.117 | 26.478 | 1635.586 | 1545.954 | 2542.1488 | 2141.3706 | 2117.7839
10 | 11 | 8 | 443 | 107 | 27.2 | 3.6 | 375.359 | 34.71 | 3060.475 | 2933.814 | 3866.5896 | 3265.68 | 3127.4651
10 | 11 | 9 | 737 | 111 | 29.4 | 2.6 | 700.871 | 45.852 | 5561.028 | 5352.656 | 7896.739 | 6815.6564 | 5585.9441
10 | 11 | 10 | 895 | 106 | 31.7 | 3.1 | 936.661 | 53.141 | 7255.23 | 6979.386 | 11003.1807 | 9568.9593 | 7396.0929
10 | 11 | 11 | 908 | 129 | 32.8 | 3.1 | 1061.034 | 57.366 | 8090.374 | 7777.669 | 11910.3559 | 10369.4755 | 8105.9952
10 | 11 | 12 | 919 | 139 | 35.6 | 2.1 | 1098.827 | 64.035 | 8158.556 | 7842.737 | 12281.3502 | 10699.9993 | 8403.236
10 | 11 | 13 | 719 | 216 | 37.2 | 1.5 | 949.385 | 64.436 | 7035.713 | 6769.163 | 9556.7185 | 8328.6462 | 7256.608
10 | 11 | 14 | 373 | 292 | 37.2 | 3.1 | 635.31 | 52.554 | 4930.288 | 4744.537 | 4763.1938 | 4150.8212 | 4847.5094
10 | 11 | 15 | 219 | 261 | 36.7 | 2.1 | 422.88 | 48.048 | 3328.065 | 3193.678 | 2532.327 | 2203.1669 | 3284.3335
10 | 11 | 16 | 185 | 138 | 35.6 | 3.1 | 227.374 | 40.739 | 1806.885 | 1713.168 | 1792.3823 | 1529.0349 | 2025.7468
10 | 11 | 17 | 30 | 27 | 34.4 | 1.5 | 34.225 | 34.832 | 270.319 | 209.676 | 234.7461 | 198.0448 | 324.1214
10 | 11 | 18 | 0 | 0 | 32.8 | 0 | 0 | 32.8 | 0 | 0 | 0 | 0 | 0
10 | 11 | 19 | 0 | 0 | 31.1 | 0 | 0 | 31.1 | 0 | 0 | 0 | 0 | 0
10 | 11 | 20 | 0 | 0 | 30 | 0 | 0 | 30 | 0 | 0 | 0 | 0 | 0
10 | 11 | 21 | 0 | 0 | 28.3 | 0 | 0 | 28.3 | 0 | 0 | 0 | 0 | 0
10 | 11 | 22 | 0 | 0 | 27.8 | 0 | 0 | 27.8 | 0 | 0 | 0 | 0 | 0
10 | 11 | 23 | 0 | 0 | 26.1 | 1.5 | 0 | 26.1 | 0 | 0 | 0 | 0 | 0
10 | 12 | 0 | 0 | 0 | 26.1 | 1.5 | 0 | 26.1 | 0 | 0 | 0 | 0 | 0
10 | 12 | 1 | 0 | 0 | 25 | 0 | 0 | 25 | 0 | 0 | 0 | 0 | 0
10 | 12 | 2 | 0 | 0 | 24.4 | 0 | 0 | 24.4 | 0 | 0 | 0 | 0 | 0
10 | 12 | 3 | 0 | 0 | 23.9 | 2.1 | 0 | 23.9 | 0 | 0 | 0 | 0 | 0
10 | 12 | 4 | 0 | 0 | 22.8 | 2.6 | 0 | 22.8 | 0 | 0 | 0 | 0 | 0
10 | 12 | 5 | 0 | 0 | 22.2 | 2.6 | 0 | 22.2 | 0 | 0 | 0 | 0 | 0
10 | 12 | 6 | 64 | 12 | 22.2 | 2.1 | 24.088 | 21.214 | 177.903 | 118.993 | 0 | 0 | 0
10 | 12 | 7 | 376 | 59 | 25 | 3.1 | 194.065 | 28.205 | 1516.359 | 1429.513 | 2682.565 | 2259.3855 | 2091.0477
10 | 12 | 8 | 616 | 75 | 26.7 | 3.6 | 442.78 | 35.659 | 3585.785 | 3443.727 | 5371.5038 | 4536.2095 | 3859.8753
10 | 12 | 9 | 701 | 147 | 29.4 | 3.1 | 713.655 | 45.447 | 5672.928 | 5460.401 | 7502.2077 | 6473.761 | 5583.6019
10 | 12 | 10 | 594 | 248 | 31.7 | 2.6 | 828.337 | 51.853 | 6449.704 | 6207.16 | 7293.6737 | 6342.6065 | 6089.352
10 | 12 | 11 | 486 | 333 | 33.3 | 3.1 | 866.678 | 53.462 | 6710.47 | 6457.388 | 6367.7594 | 5543.6072 | 6097.8368
10 | 12 | 12 | 703 | 268 | 34.4 | 2.6 | 1025.817 | 59.254 | 7764.138 | 7466.115 | 9387.4254 | 8179.5064 | 7503.3573
10 | 12 | 13 | 504 | 288 | 35.6 | 1.5 | 816.887 | 59.432 | 6177.097 | 5945.321 | 6691.7583 | 5831.622 | 5994.6636
10 | 12 | 14 | 730 | 187 | 37.2 | 2.6 | 836.824 | 57.664 | 6361.362 | 6122.335 | 9305.8632 | 8109.8732 | 6908.7934
10 | 12 | 15 | 311 | 268 | 36.7 | 2.6 | 500.835 | 49.6 | 3914.496 | 3762.324 | 3587.102 | 3120.6648 | 3974.4366
10 | 12 | 16 | 405 | 91 | 36.1 | 2.1 | 286.908 | 43.706 | 2217 | 2113.095 | 3912.2596 | 3336.9319 | 3029.5664
10 | 12 | 17 | 116 | 21 | 34.4 | 2.1 | 52.432 | 35.379 | 381.048 | 318.291 | 905.365 | 763.9353 | 707.694
10 | 12 | 18 | 0 | 0 | 32.8 | 0 | 0 | 32.8 | 0 | 0 | 0 | 0 | 0
10 | 12 | 19 | 0 | 0 | 31.1 | 0 | 0 | 31.1 | 0 | 0 | 0 | 0 | 0
10 | 12 | 20 | 0 | 0 | 29.4 | 0 | 0 | 29.4 | 0 | 0 | 0 | 0 | 0
10 | 12 | 21 | 0 | 0 | 28.3 | 0 | 0 | 28.3 | 0 | 0 | 0 | 0 | 0
10 | 12 | 22 | 0 | 0 | 27.2 | 2.1 | 0 | 27.2 | 0 | 0 | 0 | 0 | 0
10 | 12 | 23 | 0 | 0 | 26.1 | 2.6 | 0 | 26.1 | 0 | 0 | 0 | 0 | 0
10 | 13 | 0 | 0 | 0 | 25.6 | 3.1 | 0 | 25.6 | 0 | 0 | 0 | 0 | 0
10 | 13 | 1 | 0 | 0 | 24.4 | 2.1 | 0 | 24.4 | 0 | 0 | 0 | 0 | 0
10 | 13 | 2 | 0 | 0 | 22.8 | 2.1 | 0 | 22.8 | 0 | 0 | 0 | 0 | 0
10 | 13 | 3 | 0 | 0 | 22.2 | 3.1 | 0 | 22.2 | 0 | 0 | 0 | 0 | 0
10 | 13 | 4 | 0 | 0 | 21.7 | 3.1 | 0 | 21.7 | 0 | 0 | 0 | 0 | 0
10 | 13 | 5 | 0 | 0 | 21.1 | 3.1 | 0 | 21.1 | 0 | 0 | 0 | 0 | 0
10 | 13 | 6 | 23 | 17 | 21.7 | 3.6 | 20.516 | 20.824 | 167.488 | 108.771 | 0 | 0 | 0
10 | 13 | 7 | 418 | 55 | 23.3 | 3.1 | 206.687 | 26.761 | 1617.305 | 1528.104 | 2979.3556 | 2509.0364 | 2254.5785
10 | 13 | 8 | 634 | 88 | 27.2 | 5.2 | 468.058 | 35.344 | 3797.225 | 3648.704 | 5522.9127 | 4663.5252 | 4040.4997
10 | 13 | 9 | 618 | 171 | 29.4 | 3.6 | 671.139 | 43.86 | 5368.382 | 5167.063 | 6605.8265 | 5698.9908 | 5193.2741
10 | 13 | 10 | 715 | 191 | 31.7 | 3.1 | 881.854 | 51.892 | 6864.733 | 6605.308 | 8768.2586 | 7624.5118 | 6605.0607
10 | 13 | 11 | 720 | 214 | 33.9 | 3.1 | 975.554 | 56.497 | 7464.167 | 7179.323 | 9422.8119 | 8202.8503 | 7161.0032
10 | 13 | 12 | 801 | 182 | 35.6 | 2.1 | 1034.595 | 62.355 | 7733.932 | 7437.25 | 10687.2758 | 9312.8623 | 7719.1964
10 | 13 | 13 | 833 | 138 | 37.2 | 2.6 | 965.547 | 61.007 | 7254.69 | 6978.869 | 11047.5033 | 9626.8732 | 7641.6704
10 | 13 | 14 | 629 | 140 | 37.8 | 1.5 | 702.3 | 58.514 | 5320.356 | 5120.775 | 8004.262 | 6975.7539 | 5803.0908
10 | 13 | 15 | 638 | 115 | 37.8 | 3.1 | 565.312 | 51.103 | 4372.604 | 4205.724 | 7340.1378 | 6385.2408 | 5243.5325
10 | 13 | 16 | 495 | 88 | 36.1 | 3.1 | 322.995 | 43.725 | 2486.5 | 2375.588 | 4767.5114 | 4065.7797 | 3541.3227
10 | 13 | 17 | 143 | 37 | 35 | 2.6 | 73.602 | 36.5 | 541.97 | 476.065 | 1113.2407 | 939.4805 | 943.1908
10 | 13 | 18 | 0 | 0 | 32.8 | 1.5 | 0 | 32.8 | 0 | 0 | 0 | 0 | 0
10 | 13 | 19 | 0 | 0 | 31.1 | 1.5 | 0 | 31.1 | 0 | 0 | 0 | 0 | 0
10 | 13 | 20 | 0 | 0 | 30 | 0 | 0 | 30 | 0 | 0 | 0 | 0 | 0
10 | 13 | 21 | 0 | 0 | 29.4 | 0 | 0 | 29.4 | 0 | 0 | 0 | 0 | 0
10 | 13 | 22 | 0 | 0 | 29.4 | 2.1 | 0 | 29.4 | 0 | 0 | 0 | 0 | 0
10 | 13 | 23 | 0 | 0 | 27.8 | 2.1 | 0 | 27.8 | 0 | 0 | 0 | 0 | 0
10 | 14 | 0 | 0 | 0 | 26.1 | 1.5 | 0 | 26.1 | 0 | 0 | 0 | 0 | 0
10 | 14 | 1 | 0 | 0 | 25 | 0 | 0 | 25 | 0 | 0 | 0 | 0 | 0
10 | 14 | 2 | 0 | 0 | 24.4 | 2.6 | 0 | 24.4 | 0 | 0 | 0 | 0 | 0
10 | 14 | 3 | 0 | 0 | 23.3 | 2.6 | 0 | 23.3 | 0 | 0 | 0 | 0 | 0
10 | 14 | 4 | 0 | 0 | 22.8 | 1.5 | 0 | 22.8 | 0 | 0 | 0 | 0 | 0
10 | 14 | 5 | 0 | 0 | 21.1 | 2.6 | 0 | 21.1 | 0 | 0 | 0 | 0 | 0
10 | 14 | 6 | 113 | 1 | 21.7 | 3.1 | 18.577 | 20.788 | 105.395 | 47.824 | 0 | 0 | 0
10 | 14 | 7 | 567 | 37 | 23.9 | 3.1 | 235.632 | 28.047 | 1803.735 | 1710.094 | 4037.2442 | 3399.4548 | 2812.8429
10 | 14 | 8 | 750 | 60 | 26.7 | 4.1 | 500.448 | 36.577 | 4032.666 | 3876.769 | 6526.4481 | 5510.2255 | 4485.2357
10 | 14 | 9 | 829 | 88 | 29.4 | 4.1 | 742.508 | 44.784 | 5913.438 | 5691.837 | 8849.8872 | 7633.2123 | 6018.9604
10 | 14 | 10 | 871 | 117 | 32.8 | 3.1 | 935.9 | 54.285 | 7217.208 | 6942.985 | 10667.3279 | 9275.4357 | 7265.3107
10 | 14 | 11 | 893 | 132 | 34.4 | 4.1 | 1048.617 | 56.642 | 8018.442 | 7709.006 | 11673.0286 | 10161.3619 | 7981.8767
10 | 14 | 12 | 895 | 141 | 35 | 3.6 | 1075.183 | 58.908 | 8148.848 | 7833.473 | 11931.1692 | 10397.4402 | 8201.5369
10 | 14 | 13 | 868 | 153 | 36.1 | 5.7 | 1013.959 | 54.852 | 7806.181 | 7506.286 | 11498.1761 | 10018.7346 | 8015.7921
10 | 14 | 14 | 777 | 168 | 36.7 | 6.2 | 854.844 | 51.806 | 6647.833 | 6397.303 | 9870.0991 | 8601.8812 | 7124.6795
10 | 14 | 15 | 502 | 219 | 36.7 | 5.2 | 578.912 | 48.079 | 4540.435 | 4367.987 | 5760.7804 | 5010.9247 | 4974.7177
10 | 14 | 16 | 630 | 58 | 35.6 | 6.2 | 353.05 | 41.616 | 2718.793 | 2601.642 | 6049.8207 | 5158.5324 | 4139.7908
10 | 14 | 17 | 179 | 15 | 33.9 | 5.2 | 61.522 | 34.709 | 428.733 | 365.052 | 1389.9297 | 1173.1537 | 974.3134
10 | 14 | 18 | 0 | 0 | 31.7 | 6.2 | 0 | 31.7 | 0 | 0 | 0 | 0 | 0
10 | 14 | 19 | 0 | 0 | 30 | 5.2 | 0 | 30 | 0 | 0 | 0 | 0 | 0
10 | 14 | 20 | 0 | 0 | 28.9 | 5.2 | 0 | 28.9 | 0 | 0 | 0 | 0 | 0
10 | 14 | 21 | 0 | 0 | 27.8 | 2.1 | 0 | 27.8 | 0 | 0 | 0 | 0 | 0
10 | 14 | 22 | 0 | 0 | 26.7 | 3.1 | 0 | 26.7 | 0 | 0 | 0 | 0 | 0
10 | 14 | 23 | 0 | 0 | 25.6 | 0 | 0 | 25.6 | 0 | 0 | 0 | 0 | 0
10 | 15 | 0 | 0 | 0 | 24.4 | 2.1 | 0 | 24.4 | 0 | 0 | 0 | 0 | 0
10 | 15 | 1 | 0 | 0 | 23.3 | 3.1 | 0 | 23.3 | 0 | 0 | 0 | 0 | 0
10 | 15 | 2 | 0 | 0 | 21.7 | 3.1 | 0 | 21.7 | 0 | 0 | 0 | 0 | 0
10 | 15 | 3 | 0 | 0 | 21.7 | 2.6 | 0 | 21.7 | 0 | 0 | 0 | 0 | 0
10 | 15 | 4 | 0 | 0 | 21.1 | 3.1 | 0 | 21.1 | 0 | 0 | 0 | 0 | 0
10 | 15 | 5 | 0 | 0 | 20.6 | 2.1 | 0 | 20.6 | 0 | 0 | 0 | 0 | 0
10 | 15 | 6 | 75 | 4 | 20 | 2.1 | 17.658 | 18.865 | 117.19 | 59.402 | 0 | 0 | 0
10 | 15 | 7 | 526 | 41 | 21.1 | 3.1 | 228.123 | 25.024 | 1773.52 | 1680.606 | 3741.2427 | 3149.7398 | 2650.425
10 | 15 | 8 | 749 | 55 | 23.3 | 2.1 | 494.389 | 35.267 | 4001.969 | 3847.044 | 6510.3928 | 5495.9596 | 4442.467
10 | 15 | 9 | 588 | 81 | 24.4 | 2.1 | 552.259 | 38.608 | 4501.458 | 4330.312 | 6268.7652 | 5405.6273 | 4387.949
10 | 15 | 10 | 855 | 99 | 27.2 | 1.5 | 892.335 | 51.828 | 6946.97 | 6684.13 | 10457.2278 | 9092.3983 | 7017.4203
10 | 15 | 11 | 892 | 113 | 28.3 | 1.5 | 1015.212 | 57.026 | 7751.214 | 7453.766 | 11645.7565 | 10137.4049 | 7838.4088
10 | 15 | 12 | 894 | 127 | 29.4 | 3.1 | 1057.79 | 54.18 | 8167.513 | 7851.284 | 11907.06 | 10376.8613 | 8092.7414
10 | 15 | 13 | 880 | 131 | 31.1 | 1.5 | 1000.741 | 59.801 | 7555.244 | 7266.431 | 11642.9684 | 10143.8671 | 7956.7146
10 | 15 | 14 | 797 | 140 | 31.1 | 2.6 | 840.382 | 52.219 | 6524.135 | 6278.606 | 10106.0677 | 8807.3384 | 7080.9529
10 | 15 | 15 | 527 | 191 | 31.1 | 3.1 | 566.805 | 44.754 | 4498.846 | 4327.787 | 6032.2247 | 5246.5198 | 4954.5484
10 | 15 | 16 | 577 | 59 | 30.6 | 4.1 | 330.449 | 37.58 | 2585.088 | 2471.551 | 5524.5385 | 4709.8819 | 3821.681
10 | 15 | 17 | 171 | 12 | 29.4 | 3.1 | 56.12 | 30.222 | 394.007 | 331 | 1324.4113 | 1118.0093 | 913.5957
10 | 15 | 18 | 0 | 0 | 27.8 | 1.5 | 0 | 27.8 | 0 | 0 | 0 | 0 | 0
10 | 15 | 19 | 0 | 0 | 26.7 | 0 | 0 | 26.7 | 0 | 0 | 0 | 0 | 0
10 | 15 | 20 | 0 | 0 | 25.6 | 2.1 | 0 | 25.6 | 0 | 0 | 0 | 0 | 0
10 | 15 | 21 | 0 | 0 | 25 | 2.1 | 0 | 25 | 0 | 0 | 0 | 0 | 0
10 | 15 | 22 | 0 | 0 | 24.4 | 0 | 0 | 24.4 | 0 | 0 | 0 | 0 | 0
10 | 15 | 23 | 0 | 0 | 23.3 | 1.5 | 0 | 23.3 | 0 | 0 | 0 | 0 | 0
10 | 16 | 0 | 0 | 0 | 21.7 | 1.5 | 0 | 21.7 | 0 | 0 | 0 | 0 | 0
10 | 16 | 1 | 0 | 0 | 21.7 | 2.1 | 0 | 21.7 | 0 | 0 | 0 | 0 | 0
10 | 16 | 2 | 0 | 0 | 20.6 | 3.1 | 0 | 20.6 | 0 | 0 | 0 | 0 | 0
10 | 16 | 3 | 0 | 0 | 19.4 | 3.1 | 0 | 19.4 | 0 | 0 | 0 | 0 | 0
10 | 16 | 4 | 0 | 0 | 18.3 | 2.1 | 0 | 18.3 | 0 | 0 | 0 | 0 | 0
10 | 16 | 5 | 0 | 0 | 18.3 | 2.6 | 0 | 18.3 | 0 | 0 | 0 | 0 | 0
10 | 16 | 6 | 66 | 5 | 18.3 | 3.1 | 17.753 | 17.239 | 123.245 | 65.346 | 0 | 0 | 0
10 | 16 | 7 | 481 | 42 | 20 | 3.6 | 215.063 | 23.438 | 1686.946 | 1596.1 | 3417.2424 | 2876.4962 | 2450.7072
10 | 16 | 8 | 704 | 65 | 22.2 | 4.6 | 481.197 | 31.126 | 3957.128 | 3803.618 | 6111.9658 | 5158.92 | 4258.7839
10 | 16 | 9 | 798 | 92 | 23.9 | 3.6 | 723.921 | 39.577 | 5878.613 | 5658.338 | 8495.8352 | 7324.2038 | 5828.9119
10 | 16 | 10 | 843 | 120 | 26.1 | 3.6 | 913.758 | 46.276 | 7266.511 | 6990.185 | 10296.1253 | 8952.052 | 7059.7112
10 | 16 | 11 | 861 | 127 | 29.4 | 2.1 | 1010.665 | 55.72 | 7756.226 | 7458.555 | 11227.0012 | 9772.8487 | 7677.286
10 | 16 | 12 | 854 | 134 | 30.6 | 2.1 | 1025.124 | 57.451 | 7814.34 | 7514.082 | 11363.5233 | 9903.3575 | 7808.3164
10 | 16 | 13 | 815 | 142 | 31.7 | 2.6 | 950.501 | 55.334 | 7303.681 | 7025.763 | 10769.4438 | 9381.7599 | 7498.8241
10 | 16 | 14 | 748 | 144 | 31.7 | 2.1 | 803.473 | 53.139 | 6215.477 | 5982.2 | 9467.6667 | 8250.5653 | 6719.2379
10 | 16 | 15 | 499 | 181 | 31.7 | 2.1 | 537.802 | 46.339 | 4242.972 | 4080.326 | 5697.0932 | 4954.4801 | 4684.2719
10 | 16 | 16 | 509 | 61 | 31.7 | 2.6 | 302.575 | 39.186 | 2356.896 | 2249.385 | 4859.1506 | 4141.9343 | 3422.8617
10 | 16 | 17 | 144 | 13 | 29.4 | 2.6 | 52.42 | 30.149 | 375.623 | 312.971 | 1112.4413 | 939.1976 | 786.5492
10 | 16 | 18 | 0 | 0 | 27.8 | 2.1 | 0 | 27.8 | 0 | 0 | 0 | 0 | 0
10 | 16 | 19 | 0 | 0 | 26.1 | 2.1 | 0 | 26.1 | 0 | 0 | 0 | 0 | 0
10 | 16 | 20 | 0 | 0 | 26.1 | 0 | 0 | 26.1 | 0 | 0 | 0 | 0 | 0
10 | 16 | 21 | 0 | 0 | 24.4 | 0 | 0 | 24.4 | 0 | 0 | 0 | 0 | 0
10 | 16 | 22 | 0 | 0 | 23.3 | 0 | 0 | 23.3 | 0 | 0 | 0 | 0 | 0
10 | 16 | 23 | 0 | 0 | 22.2 | 2.1 | 0 | 22.2 | 0 | 0 | 0 | 0 | 0
10 | 17 | 0 | 0 | 0 | 22.2 | 2.1 | 0 | 22.2 | 0 | 0 | 0 | 0 | 0
10 | 17 | 1 | 0 | 0 | 21.1 | 2.1 | 0 | 21.1 | 0 | 0 | 0 | 0 | 0
10 | 17 | 2 | 0 | 0 | 19.4 | 0 | 0 | 19.4 | 0 | 0 | 0 | 0 | 0
10 | 17 | 3 | 0 | 0 | 18.9 | 2.1 | 0 | 18.9 | 0 | 0 | 0 | 0 | 0
10 | 17 | 4 | 0 | 0 | 18.9 | 0 | 0 | 18.9 | 0 | 0 | 0 | 0 | 0
10 | 17 | 5 | 0 | 0 | 17.8 | 3.1 | 0 | 17.8 | 0 | 0 | 0 | 0 | 0
10 | 17 | 6 | 61 | 6 | 17.8 | 4.1 | 18.547 | 16.836 | 132.978 | 74.9 | 0 | 0 | 0
10 | 17 | 7 | 472 | 51 | 20.6 | 4.1 | 222.226 | 24.064 | 1748.587 | 1656.272 | 3349.2362 | 2818.7562 | 2465.9226
10 | 17 | 8 | 695 | 64 | 21.7 | 4.6 | 475.324 | 30.514 | 3917.53 | 3765.264 | 6026.2787 | 5085.8843 | 4198.698
10 | 17 | 9 | 785 | 88 | 25 | 3.1 | 709.577 | 41.088 | 5729.874 | 5515.216 | 8345.4248 | 7192.6501 | 5710.3086
10 | 17 | 10 | 847 | 112 | 27.2 | 2.6 | 908.1 | 49.285 | 7139.229 | 6868.316 | 10330.1894 | 8981.4776 | 7027.0331
10 | 17 | 11 | 867 | 124 | 28.3 | 2.6 | 1012.652 | 53.184 | 7848.713 | 7546.919 | 11290.803 | 9828.5423 | 7696.09
10 | 17 | 12 | 883 | 125 | 32.2 | 2.1 | 1043.105 | 59.398 | 7890.249 | 7586.594 | 11737.7418 | 10229.4217 | 7975.3796
10 | 17 | 13 | 880 | 123 | 32.2 | 1.5 | 990.033 | 60.531 | 7452.448 | 7168.114 | 11613.3316 | 10115.7129 | 7885.0922
10 | 17 | 14 | 799 | 131 | 32.8 | 1.5 | 830.295 | 56.975 | 6326.624 | 6088.973 | 10094.8556 | 8796.4587 | 7013.5823
10 | 17 | 15 | 555 | 177 | 33.9 | 4.1 | 569.81 | 46.34 | 4493.21 | 4322.339 | 6320.1821 | 5495.6494 | 5038.9544
10 | 17 | 16 | 549 | 55 | 32.8 | 2.1 | 312.732 | 41.204 | 2412.093 | 2303.14 | 5225.6795 | 4453.6147 | 3612.0991
10 | 17 | 17 | 148 | 8 | 31.1 | 2.1 | 46.086 | 31.876 | 318.459 | 256.902 | 1140.4227 | 962.9405 | 771.7655
10 | 17 | 18 | 0 | 0 | 29.4 | 0 | 0 | 29.4 | 0 | 0 | 0 | 0 | 0
10 | 17 | 19 | 0 | 0 | 27.2 | 0 | 0 | 27.2 | 0 | 0 | 0 | 0 | 0
10 | 17 | 20 | 0 | 0 | 26.1 | 0 | 0 | 26.1 | 0 | 0 | 0 | 0 | 0
10 | 17 | 21 | 0 | 0 | 25.6 | 3.1 | 0 | 25.6 | 0 | 0 | 0 | 0 | 0
10 | 17 | 22 | 0 | 0 | 25 | 2.1 | 0 | 25 | 0 | 0 | 0 | 0 | 0
10 | 17 | 23 | 0 | 0 | 25 | 2.1 | 0 | 25 | 0 | 0 | 0 | 0 | 0
10 | 18 | 0 | 0 | 0 | 22.2 | 2.1 | 0 | 22.2 | 0 | 0 | 0 | 0 | 0
10 | 18 | 1 | 0 | 0 | 21.7 | 2.1 | 0 | 21.7 | 0 | 0 | 0 | 0 | 0
10 | 18 | 2 | 0 | 0 | 21.1 | 1.5 | 0 | 21.1 | 0 | 0 | 0 | 0 | 0
10 | 18 | 3 | 0 | 0 | 19.4 | 2.1 | 0 | 19.4 | 0 | 0 | 0 | 0 | 0
10 | 18 | 4 | 0 | 0 | 19.4 | 0 | 0 | 19.4 | 0 | 0 | 0 | 0 | 0
10 | 18 | 5 | 0 | 0 | 19.4 | 1.5 | 0 | 19.4 | 0 | 0 | 0 | 0 | 0
10 | 18 | 6 | 104 | 0 | 20 | 2.1 | 16.716 | 18.788 | 94.251 | 36.884 | 0 | 0 | 0
10 | 18 | 7 | 607 | 27 | 22.2 | 2.1 | 237.261 | 26.847 | 1812.581 | 1718.726 | 4301.6812 | 3619.6616 | 2918.868
10 | 18 | 8 | 817 | 41 | 26.7 | 5.2 | 512.85 | 35.73 | 4139.512 | 3980.205 | 7074.8301 | 5969.9503 | 4704.8465
10 | 18 | 9 | 859 | 75 | 28.3 | 7.2 | 744.425 | 39.708 | 6040.66 | 5814.179 | 9118.5282 | 7856.8309 | 6099.0011
10 | 18 | 10 | 894 | 101 | 30 | 4.1 | 928.905 | 49.608 | 7293.496 | 7016.015 | 10887.3923 | 9465.8124 | 7292.3451
10 | 18 | 11 | 860 | 101 | 31.1 | 4.1 | 968.586 | 51.812 | 7547.096 | 7258.64 | 11185.024 | 9736.8084 | 7478.1176
10 | 18 | 12 | 917 | 112 | 31.7 | 4.1 | 1050.575 | 54.105 | 8114.061 | 7800.276 | 12177.0502 | 10611.923 | 8155.3618
10 | 18 | 13 | 938 | 114 | 32.2 | 4.6 | 1023.89 | 53.384 | 7927.288 | 7621.968 | 12362.3326 | 10766.8375 | 8280.4997
10 | 18 | 14 | 871 | 118 | 32.8 | 3.1 | 869.803 | 53.452 | 6718.819 | 6465.396 | 10984.4501 | 9570.695 | 7467.4568
10 | 18 | 15 | 622 | 167 | 32.8 | 5.2 | 602.498 | 44.572 | 4779.736 | 4599.184 | 7064.9668 | 6142.3977 | 5428.1851
10 | 18 | 16 | 677 | 44 | 32.2 | 4.6 | 354.053 | 39.409 | 2735.504 | 2617.897 | 6425.3044 | 5475.0555 | 4286.4157
10 | 18 | 17 | 212 | 4 | 31.1 | 3.6 | 52.284 | 31.862 | 341.173 | 279.182 | 1629.4158 | 1375.9903 | 1054.5027
10 | 18 | 18 | 0 | 0 | 29.4 | 3.6 | 0 | 29.4 | 0 | 0 | 0 | 0 | 0
10 | 18 | 19 | 0 | 0 | 27.2 | 3.6 | 0 | 27.2 | 0 | 0 | 0 | 0 | 0
10 | 18 | 20 | 0 | 0 | 26.1 | 5.7 | 0 | 26.1 | 0 | 0 | 0 | 0 | 0
10 | 18 | 21 | 0 | 0 | 25.6 | 4.6 | 0 | 25.6 | 0 | 0 | 0 | 0 | 0
10 | 18 | 22 | 0 | 0 | 24.4 | 4.1 | 0 | 24.4 | 0 | 0 | 0 | 0 | 0
10 | 18 | 23 | 0 | 0 | 23.9 | 4.1 | 0 | 23.9 | 0 | 0 | 0 | 0 | 0
10 | 19 | 0 | 0 | 0 | 22.2 | 4.1 | 0 | 22.2 | 0 | 0 | 0 | 0 | 0
10 | 19 | 1 | 0 | 0 | 22.2 | 3.1 | 0 | 22.2 | 0 | 0 | 0 | 0 | 0
10 | 19 | 2 | 0 | 0 | 21.7 | 3.1 | 0 | 21.7 | 0 | 0 | 0 | 0 | 0
10 | 19 | 3 | 0 | 0 | 21.1 | 4.6 | 0 | 21.1 | 0 | 0 | 0 | 0 | 0
10 | 19 | 4 | 0 | 0 | 20.6 | 3.6 | 0 | 20.6 | 0 | 0 | 0 | 0 | 0
10 | 19 | 5 | 0 | 0 | 21.1 | 5.2 | 0 | 21.1 | 0 | 0 | 0 | 0 | 0
10 | 19 | 6 | 41 | 5 | 20.6 | 4.6 | 11.275 | 19.599 | 78.112 | 21.04 | 0 | 0 | 0
10 | 19 | 7 | 451 | 53 | 21.1 | 5.7 | 218.075 | 23.93 | 1721.545 | 1629.876 | 3191.8665 | 2685.2615 | 2379.2972
10 | 19 | 8 | 695 | 85 | 22.8 | 7.2 | 501.31 | 29.99 | 4144.511 | 3985.043 | 6010.1029 | 5070.7511 | 4327.181
10 | 19 | 9 | 745 | 126 | 24.4 | 6.2 | 725.586 | 36.499 | 5960.916 | 5737.5 | 7896.1957 | 6801.723 | 5687.9659
10 | 19 | 10 | 809 | 161 | 26.1 | 6.7 | 933.74 | 41.324 | 7564.716 | 7275.489 | 9837.375 | 8552.862 | 7054.6963
10 | 19 | 11 | 845 | 174 | 27.2 | 6.2 | 1053.015 | 45.447 | 8406.747 | 8079.458 | 10975.2834 | 9554.7301 | 7838.2535
10 | 19 | 12 | 682 | 226 | 28.3 | 5.2 | 959.852 | 46.964 | 7619.73 | 7328.09 | 9046.6231 | 7883.3892 | 7012.6269
10 | 19 | 13 | 654 | 209 | 29.4 | 5.2 | 875.933 | 46.371 | 6967.077 | 6703.398 | 8607.6536 | 7495.8682 | 6631.6116
10 | 19 | 14 | 433 | 250 | 29.4 | 5.2 | 638.152 | 41.799 | 5156.688 | 4962.974 | 5450.6733 | 4748.5902 | 4984.0385
10 | 19 | 15 | 410 | 214 | 30 | 3.6 | 506.539 | 41.278 | 4076.562 | 3919.269 | 4645.0177 | 4037.8233 | 4264.2725
10 | 19 | 16 | 265 | 76 | 30 | 3.6 | 208.497 | 34.518 | 1670.955 | 1580.489 | 2507.8039 | 2136.5399 | 2062.9307
10 | 19 | 17 | 40 | 16 | 28.9 | 4.1 | 28.022 | 28.73 | 219.252 | 159.57 | 306.6558 | 258.9884 | 297.8011
10 | 19 | 18 | 0 | 0 | 27.8 | 2.6 | 0 | 27.8 | 0 | 0 | 0 | 0 | 0
10 | 19 | 19 | 0 | 0 | 27.2 | 2.6 | 0 | 27.2 | 0 | 0 | 0 | 0 | 0
10 | 19 | 20 | 0 | 0 | 25.6 | 3.6 | 0 | 25.6 | 0 | 0 | 0 | 0 | 0
10 | 19 | 21 | 0 | 0 | 24.4 | 2.1 | 0 | 24.4 | 0 | 0 | 0 | 0 | 0
10 | 19 | 22 | 0 | 0 | 25 | 4.1 | 0 | 25 | 0 | 0 | 0 | 0 | 0
10 | 19 | 23 | 0 | 0 | 24.4 | 5.2 | 0 | 24.4 | 0 | 0 | 0 | 0 | 0
10 | 20 | 0 | 0 | 0 | 24.4 | 4.6 | 0 | 24.4 | 0 | 0 | 0 | 0 | 0
10 | 20 | 1 | 0 | 0 | 23.9 | 4.1 | 0 | 23.9 | 0 | 0 | 0 | 0 | 0
10 | 20 | 2 | 0 | 0 | 23.3 | 3.6 | 0 | 23.3 | 0 | 0 | 0 | 0 | 0
10 | 20 | 3 | 0 | 0 | 22.8 | 3.1 | 0 | 22.8 | 0 | 0 | 0 | 0 | 0
10 | 20 | 4 | 0 | 0 | 23.3 | 2.6 | 0 | 23.3 | 0 | 0 | 0 | 0 | 0
10 | 20 | 5 | 0 | 0 | 22.2 | 4.6 | 0 | 22.2 | 0 | 0 | 0 | 0 | 0
10 | 20 | 6 | 2 | 3 | 22.8 | 2.6 | 3.083 | 21.349 | 25.847 | 0 | 0 | 0 | 0
10 | 20 | 7 | 3 | 53 | 23.3 | 3.6 | 49.981 | 23.023 | 431.736 | 367.997 | 21.2022 | 17.8332 | 355.9843
10 | 20 | 8 | 2 | 90 | 23.3 | 4.1 | 82.807 | 23.851 | 714.736 | 645.354 | 17.2705 | 14.569 | 603.0226
10 | 20 | 9 | 89 | 233 | 25 | 5.2 | 304.782 | 29.814 | 2573.53 | 2460.302 | 941.8008 | 811.0261 | 2128.3842
10 | 20 | 10 | 274 | 382 | 27.2 | 5.2 | 665.86 | 39.228 | 5438.934 | 5235.047 | 3326.6609 | 2892.2949 | 4572.3619
10 | 20 | 11 | 107 | 336 | 28.3 | 5.2 | 452.596 | 36.871 | 3730.461 | 3583.997 | 1387.8784 | 1208.3244 | 3088.9115
10 | 20 | 12 | 246 | 358 | 30 | 5.7 | 634.941 | 41.107 | 5152.49 | 4958.925 | 3259.4771 | 2840.1412 | 4374.4393
10 | 20 | 13 | 629 | 278 | 30 | 7.2 | 921.67 | 44.341 | 7387.314 | 7105.798 | 8267.1195 | 7198.5328 | 6885.5254
10 | 20 | 14 | 580 | 175 | 29.4 | 6.7 | 689.73 | 40.899 | 5589.689 | 5380.257 | 7287.6588 | 6348.125 | 5599.902
10 | 20 | 15 | 454 | 182 | 28.9 | 6.7 | 508.237 | 37.157 | 4149.168 | 3989.552 | 5130.328 | 4458.9335 | 4348.2478
10 | 20 | 16 | 481 | 58 | 28.3 | 6.2 | 285.616 | 32.912 | 2273.844 | 2168.481 | 4538.8388 | 3866.1817 | 3208.1572
10 | 20 | 17 | 71 | 13 | 26.7 | 5.2 | 34.916 | 26.711 | 265.331 | 204.783 | 542.9358 | 458.5841 | 427.4951
10 | 20 | 18 | 0 | 0 | 25.6 | 5.7 | 0 | 25.6 | 0 | 0 | 0 | 0 | 0
10 | 20 | 19 | 0 | 0 | 24.4 | 6.2 | 0 | 24.4 | 0 | 0 | 0 | 0 | 0
10 | 20 | 20 | 0 | 0 | 23.9 | 6.7 | 0 | 23.9 | 0 | 0 | 0 | 0 | 0
10 | 20 | 21 | 0 | 0 | 23.3 | 6.2 | 0 | 23.3 | 0 | 0 | 0 | 0 | 0
10 | 20 | 22 | 0 | 0 | 23.3 | 5.2 | 0 | 23.3 | 0 | 0 | 0 | 0 | 0
10 | 20 | 23 | 0 | 0 | 22.2 | 3.6 | 0 | 22.2 | 0 | 0 | 0 | 0 | 0
10 | 21 | 0 | 0 | 0 | 21.7 | 4.6 | 0 | 21.7 | 0 | 0 | 0 | 0 | 0
10 | 21 | 1 | 0 | 0 | 21.1 | 3.1 | 0 | 21.1 | 0 | 0 | 0 | 0 | 0
10 | 21 | 2 | 0 | 0 | 20.6 | 4.1 | 0 | 20.6 | 0 | 0 | 0 | 0 | 0
10 | 21 | 3 | 0 | 0 | 20 | 3.1 | 0 | 20 | 0 | 0 | 0 | 0 | 0
10 | 21 | 4 | 0 | 0 | 20 | 3.6 | 0 | 20 | 0 | 0 | 0 | 0 | 0
10 | 21 | 5 | 0 | 0 | 20 | 4.6 | 0 | 20 | 0 | 0 | 0 | 0 | 0
10 | 21 | 6 | 10 | 10 | 19.4 | 4.1 | 10.851 | 18.262 | 90.452 | 33.155 | 0 | 0 | 0
10 | 21 | 7 | 269 | 88 | 21.1 | 2.6 | 192.343 | 24.322 | 1562.43 | 1474.513 | 1898.3553 | 1596.3391 | 1780.4958
10 | 21 | 8 | 3 | 150 | 21.1 | 5.7 | 145.359 | 22.861 | 1259.039 | 1178.037 | 25.867 | 21.8174 | 1003.0986
10 | 21 | 9 | 55 | 224 | 22.8 | 6.2 | 269.337 | 26.58 | 2301.336 | 2195.265 | 581.0541 | 500.2231 | 1846.8693
10 | 21 | 10 | 287 | 347 | 25.6 | 4.1 | 636.927 | 38.394 | 5218.346 | 5022.432 | 3478.9652 | 3024.749 | 4431.2777
10 | 21 | 11 | 163 | 377 | 26.7 | 4.1 | 573 | 38.861 | 4688.508 | 4511.068 | 2111.3107 | 1838.3115 | 3802.8333
10 | 21 | 12 | 219 | 320 | 27.8 | 3.6 | 564.679 | 40.2 | 4597.728 | 4423.357 | 2898.3441 | 2525.2278 | 3900.8486
10 | 21 | 13 | 159 | 215 | 28.3 | 3.1 | 378.046 | 37.087 | 3112.986 | 2984.828 | 2086.8219 | 1816.9069 | 2705.6825
10 | 21 | 14 | 9 | 159 | 27.2 | 3.1 | 154.116 | 30.373 | 1300.277 | 1218.354 | 112.8747 | 98.3087 | 1130.5567
10 | 21 | 15 | 11 | 108 | 19.4 | 5.2 | 105.535 | 20.417 | 921.24 | 847.569 | 123.9855 | 107.7399 | 795.6413
10 | 21 | 16 | 1 | 24 | 18.3 | 2.6 | 21.733 | 17.424 | 191.607 | 132.442 | 9.4094 | 8.0134 | 164.6556
10 | 21 | 17 | 73 | 16 | 19.4 | 3.6 | 39.627 | 18.837 | 313.205 | 251.748 | 556.8225 | 470.3531 | 455.8592
10 | 21 | 18 | 0 | 0 | 18.9 | 6.2 | 0 | 18.9 | 0 | 0 | 0 | 0 | 0
10 | 21 | 19 | 0 | 0 | 18.9 | 2.1 | 0 | 18.9 | 0 | 0 | 0 | 0 | 0
10 | 21 | 20 | 0 | 0 | 18.9 | 4.1 | 0 | 18.9 | 0 | 0 | 0 | 0 | 0
10 | 21 | 21 | 0 | 0 | 18.3 | 2.1 | 0 | 18.3 | 0 | 0 | 0 | 0 | 0
10 | 21 | 22 | 0 | 0 | 18.9 | 3.1 | 0 | 18.9 | 0 | 0 | 0 | 0 | 0
10 | 21 | 23 | 0 | 0 | 18.9 | 2.1 | 0 | 18.9 | 0 | 0 | 0 | 0 | 0
10 | 22 | 0 | 0 | 0 | 18.3 | 3.1 | 0 | 18.3 | 0 | 0 | 0 | 0 | 0
10 | 22 | 1 | 0 | 0 | 17.8 | 0 | 0 | 17.8 | 0 | 0 | 0 | 0 | 0
10 | 22 | 2 | 0 | 0 | 17.8 | 2.1 | 0 | 17.8 | 0 | 0 | 0 | 0 | 0
10 | 22 | 3 | 0 | 0 | 17.8 | 2.1 | 0 | 17.8 | 0 | 0 | 0 | 0 | 0
10 | 22 | 4 | 0 | 0 | 17.8 | 2.1 | 0 | 17.8 | 0 | 0 | 0 | 0 | 0
10 | 22 | 5 | 0 | 0 | 17.8 | 2.1 | 0 | 17.8 | 0 | 0 | 0 | 0 | 0
10 | 22 | 6 | 49 | 4 | 17.8 | 2.1 | 12.007 | 16.375 | 81.43 | 24.297 | 0 | 0 | 0
10 | 22 | 7 | 407 | 46 | 18.9 | 0 | 197.495 | 24.608 | 1556.333 | 1468.558 | 2867.8649 | 2411.0136 | 2128.5681
10 | 22 | 8 | 755 | 37 | 21.1 | 3.1 | 473.382 | 31.198 | 3883.738 | 3732.528 | 6499.7569 | 5481.3368 | 4319.101
10 | 22 | 9 | 854 | 62 | 22.8 | 2.6 | 724.36 | 40.16 | 5866.969 | 5647.136 | 9006.876 | 7751.5691 | 5945.8494
10 | 22 | 10 | 668 | 199 | 24.4 | 2.6 | 846.568 | 45.197 | 6760.244 | 6505.124 | 8084.2157 | 7028.8714 | 6242.8966
10 | 22 | 11 | 832 | 116 | 25.6 | 2.1 | 966.233 | 50.868 | 7556.078 | 7267.229 | 10761.5135 | 9370.8565 | 7320.7091
10 | 22 | 12 | 912 | 97 | 26.7 | 1.5 | 1024.807 | 55.987 | 7856.82 | 7554.663 | 12055.2691 | 10502.2231 | 7980.2403
10 | 22 | 13 | 901 | 96 | 27.8 | 2.6 | 964.546 | 51.895 | 7510.589 | 7223.727 | 11808.2881 | 10280.1229 | 7823.4873
10 | 22 | 14 | 851 | 96 | 28.9 | 3.1 | 824.833 | 48.545 | 6491.572 | 6247.352 | 10653.0524 | 9276.9176 | 7118.0355
10 | 22 | 15 | 573 | 150 | 28.9 | 3.6 | 550.707 | 41.512 | 4417.355 | 4249 | 6442.0883 | 5596.8819 | 4938.6086
10 | 22 | 16 | 619 | 34 | 27.8 | 2.1 | 312.088 | 36.093 | 2432.853 | 2323.355 | 5808.0081 | 4945.3443 | 3841.6477
10 | 22 | 17 | 167 | 2 | 26.7 | 2.1 | 40.349 | 27.187 | 266.913 | 206.334 | 1270.6318 | 1073.3931 | 815.7904
10 | 22 | 18 | 0 | 0 | 26.1 | 1.5 | 0 | 26.1 | 0 | 0 | 0 | 0 | 0
10 | 22 | 19 | 0 | 0 | 25 | 2.1 | 0 | 25 | 0 | 0 | 0 | 0 | 0
10 | 22 | 20 | 0 | 0 | 24.4 | 2.1 | 0 | 24.4 | 0 | 0 | 0 | 0 | 0
10 | 22 | 21 | 0 | 0 | 23.9 | 2.6 | 0 | 23.9 | 0 | 0 | 0 | 0 | 0
10 | 22 | 22 | 0 | 0 | 22.8 | 0 | 0 | 22.8 | 0 | 0 | 0 | 0 | 0
10 | 22 | 23 | 0 | 0 | 22.2 | 2.1 | 0 | 22.2 | 0 | 0 | 0 | 0 | 0
10 | 23 | 0 | 0 | 0 | 21.7 | 2.1 | 0 | 21.7 | 0 | 0 | 0 | 0 | 0
10 | 23 | 1 | 0 | 0 | 21.1 | 2.1 | 0 | 21.1 | 0 | 0 | 0 | 0 | 0
10 | 23 | 2 | 0 | 0 | 20.6 | 2.1 | 0 | 20.6 | 0 | 0 | 0 | 0 | 0
10 | 23 | 3 | 0 | 0 | 20 | 1.5 | 0 | 20 | 0 | 0 | 0 | 0 | 0
10 | 23 | 4 | 0 | 0 | 18.9 | 2.6 | 0 | 18.9 | 0 | 0 | 0 | 0 | 0
10 | 23 | 5 | 0 | 0 | 19.4 | 3.1 | 0 | 19.4 | 0 | 0 | 0 | 0 | 0
10 | 23 | 6 | 80 | 0 | 19.4 | 2.6 | 13.794 | 18.159 | 81.027 | 23.902 | 0 | 0 | 0
10 | 23 | 7 | 578 | 40 | 21.1 | 3.6 | 245.797 | 25.238 | 1907.531 | 1811.367 | 4066.356 | 3417.6935 | 2855.8493
10 | 23 | 8 | 761 | 37 | 22.2 | 4.6 | 476.728 | 31.09 | 3912.505 | 3760.396 | 6540.8555 | 5515.1223 | 4345.1622
10 | 23 | 9 | 852 | 53 | 24.4 | 3.6 | 711.432 | 39.792 | 5769.467 | 5553.321 | 8970.073 | 7717.5027 | 5863.9159
10 | 23 | 10 | 891 | 72 | 25.6 | 2.6 | 889.692 | 47.32 | 7046.139 | 6779.151 | 10765.0356 | 9359.9736 | 7025.0129
10 | 23 | 11 | 927 | 81 | 28.3 | 2.1 | 1006.965 | 54.522 | 7763.764 | 7465.758 | 11973.0306 | 10426.824 | 7823.7629
10 | 23 | 12 | 926 | 85 | 28.9 | 1.5 | 1023.503 | 58.142 | 7780.356 | 7481.612 | 12225.1306 | 10648.9939 | 8003.3151
10 | 23 | 13 | 880 | 101 | 29.4 | 2.1 | 949.705 | 54.574 | 7318.405 | 7039.855 | 11516.1943 | 10025.1862 | 7679.3135
10 | 23 | 14 | 796 | 107 | 30.6 | 3.6 | 791.434 | 48.554 | 6228.704 | 5994.909 | 9945.9265 | 8659.7817 | 6761.3634
10 | 23 | 15 | 532 | 152 | 30.6 | 3.6 | 526.047 | 42.609 | 4203.242 | 4041.883 | 5966.0006 | 5182.1583 | 4661.769
10 | 23 | 16 | 574 | 38 | 30 | 1.5 | 299.983 | 38.82 | 2319.619 | 2213.075 | 5370.7607 | 4572.1091 | 3596.956
10 | 23 | 17 | 146 | 2 | 28.3 | 2.6 | 35.929 | 28.601 | 237.916 | 177.884 | 1108.0818 | 936.1335 | 713.269
10 | 23 | 18 | 0 | 0 | 27.2 | 2.1 | 0 | 27.2 | 0 | 0 | 0 | 0 | 0
10 | 23 | 19 | 0 | 0 | 25.6 | 0 | 0 | 25.6 | 0 | 0 | 0 | 0 | 0
10 | 23 | 20 | 0 | 0 | 24.4 | 2.1 | 0 | 24.4 | 0 | 0 | 0 | 0 | 0
10 | 23 | 21 | 0 | 0 | 23.9 | 0 | 0 | 23.9 | 0 | 0 | 0 | 0 | 0
10 | 23 | 22 | 0 | 0 | 22.8 | 2.1 | 0 | 22.8 | 0 | 0 | 0 | 0 | 0
10 | 23 | 23 | 0 | 0 | 22.2 | 0 | 0 | 22.2 | 0 | 0 | 0 | 0 | 0
10 | 24 | 0 | 0 | 0 | 21.1 | 0 | 0 | 21.1 | 0 | 0 | 0 | 0 | 0
10 | 24 | 1 | 0 | 0 | 20.6 | 0 | 0 | 20.6 | 0 | 0 | 0 | 0 | 0
10 | 24 | 2 | 0 | 0 | 20.6 | 0 | 0 | 20.6 | 0 | 0 | 0 | 0 | 0
10 | 24 | 3 | 0 | 0 | 18.9 | 1.5 | 0 | 18.9 | 0 | 0 | 0 | 0 | 0
10 | 24 | 4 | 0 | 0 | 18.3 | 2.1 | 0 | 18.3 | 0 | 0 | 0 | 0 | 0
10 | 24 | 5 | 0 | 0 | 18.3 | 2.1 | 0 | 18.3 | 0 | 0 | 0 | 0 | 0
10 | 24 | 6 | 85 | 0 | 18.3 | 3.1 | 14.845 | 17.116 | 88.113 | 30.859 | 0 | 0 | 0
10 | 24 | 7 | 590 | 39 | 20 | 3.1 | 248.943 | 24.395 | 1936.114 | 1839.248 | 4143.9788 | 3481.9718 | 2899.6922
10 | 24 | 8 | 804 | 40 | 22.2 | 4.1 | 504.595 | 32.185 | 4125.066 | 3966.223 | 6898.9107 | 5816.101 | 4589.7451
10 | 24 | 9 | 898 | 48 | 23.9 | 3.6 | 739.387 | 39.959 | 5991.864 | 5767.261 | 9437.3609 | 8116.9745 | 6118.3731
10 | 24 | 10 | 932 | 58 | 26.7 | 2.1 | 908.467 | 50.255 | 7114.372 | 6844.51 | 11241.2138 | 9774.3201 | 7221.2827
10 | 24 | 11 | 946 | 72 | 28.3 | 1.5 | 1013.685 | 57.037 | 7738.758 | 7441.862 | 12200.5385 | 10626.0238 | 7901.9679
10 | 24 | 12 | 941 | 80 | 30 | 1.5 | 1031.288 | 59.388 | 7800.806 | 7501.151 | 12407.3142 | 10806.4358 | 8080.6948
10 | 24 | 13 | 917 | 85 | 31.1 | 0 | 964.45 | 67.524 | 7056.087 | 6788.681 | 11982.6017 | 10430.7639 | 7856.1826
10 | 24 | 14 | 862 | 89 | 31.7 | 0 | 823.72 | 63.85 | 6103.67 | 5874.751 | 10750.4042 | 9358.744 | 7130.0249
10 | 24 | 15 | 555 | 147 | 31.7 | 2.6 | 535.075 | 45.38 | 4229.79 | 4067.572 | 6208.2819 | 5391.393 | 4777.5689
10 | 24 | 16 | 400 | 59 | 30 | 4.6 | 250.987 | 34.964 | 1987.091 | 1888.968 | 3732.3765 | 3176.6883 | 2715.9878
10 | 24 | 17 | 52 | 7 | 28.3 | 4.6 | 22.504 | 28.068 | 167.548 | 108.831 | 393.6817 | 332.6082 | 294.3874
10 | 24 | 18 | 0 | 0 | 27.2 | 3.1 | 0 | 27.2 | 0 | 0 | 0 | 0 | 0
10 | 24 | 19 | 0 | 0 | 25.6 | 2.6 | 0 | 25.6 | 0 | 0 | 0 | 0 | 0
10 | 24 | 20 | 0 | 0 | 24.4 | 2.1 | 0 | 24.4 | 0 | 0 | 0 | 0 | 0
10 | 24 | 21 | 0 | 0 | 23.3 | 0 | 0 | 23.3 | 0 | 0 | 0 | 0 | 0
10 | 24 | 22 | 0 | 0 | 22.8 | 0 | 0 | 22.8 | 0 | 0 | 0 | 0 | 0
10 | 24 | 23 | 0 | 0 | 22.2 | 2.1 | 0 | 22.2 | 0 | 0 | 0 | 0 | 0
10 | 25 | 0 | 0 | 0 | 21.7 | 2.6 | 0 | 21.7 | 0 | 0 | 0 | 0 | 0
10 | 25 | 1 | 0 | 0 | 20.6 | 2.1 | 0 | 20.6 | 0 | 0 | 0 | 0 | 0
10 | 25 | 2 | 0 | 0 | 20 | 2.6 | 0 | 20 | 0 | 0 | 0 | 0 | 0
10 | 25 | 3 | 0 | 0 | 19.4 | 4.1 | 0 | 19.4 | 0 | 0 | 0 | 0 | 0
10 | 25 | 4 | 0 | 0 | 18.3 | 3.1 | 0 | 18.3 | 0 | 0 | 0 | 0 | 0
10 | 25 | 5 | 0 | 0 | 17.8 | 2.6 | 0 | 17.8 | 0 | 0 | 0 | 0 | 0
10 | 25 | 6 | 46 | 2 | 17.8 | 3.6 | 9.968 | 16.521 | 64.941 | 8.109 | 0 | 0 | 0
10 | 25 | 7 | 184 | 91 | 18.3 | 3.1 | 171.258 | 20.812 | 1428.326 | 1343.505 | 1290.1686 | 1083.7456 | 1412.1362
10 | 25 | 8 | 397 | 105 | 22.2 | 3.1 | 352.434 | 29.43 | 2931.334 | 2808.315 | 3400.6718 | 2866.4669 | 2823.3867
10 | 25 | 9 | 624 | 107 | 23.9 | 3.6 | 612.459 | 36.896 | 5023.855 | 4834.834 | 6545.6768 | 5628.0602 | 4734.2172
10 | 25 | 10 | 402 | 218 | 25 | 0 | 624.588 | 49.892 | 4900.045 | 4715.344 | 4840.2319 | 4208.7795 | 4397.8695
10 | 25 | 11 | 361 | 355 | 27.2 | 2.6 | 758.98 | 45.651 | 6054.861 | 5827.832 | 4648.8772 | 4049.3407 | 5199.2017
10 | 25 | 12 | 93 | 327 | 27.8 | 3.1 | 431.89 | 38.258 | 3541.806 | 3401.073 | 1224.6244 | 1066.4927 | 2929.5747
10 | 25 | 13 | 5 | 277 | 27.2 | 4.6 | 271.36 | 32.336 | 2273.75 | 2168.39 | 65.2378 | 56.788 | 1890.2994
10 | 25 | 14 | 238 | 298 | 27.2 | 7.2 | 521.237 | 34.829 | 4323.093 | 4157.837 | 2962.6345 | 2578.7078 | 3791.1668
10 | 25 | 15 | 204 | 205 | 25.6 | 8.8 | 354.832 | 30.175 | 2979.206 | 2854.844 | 2276.2703 | 1976.287 | 2758.9079
10 | 25 | 16 | 137 | 109 | 25 | 6.7 | 179.006 | 27.389 | 1492.624 | 1406.326 | 1274.8612 | 1084.819 | 1515.4403
10 | 25 | 17 | 11 | 13 | 23.3 | 6.7 | 14.232 | 22.735 | 118.229 | 60.422 | 83.0741 | 70.1891 | 137.0698
10 | 25 | 18 | 0 | 0 | 22.8 | 3.6 | 0 | 22.8 | 0 | 0 | 0 | 0 | 0
10 | 25 | 19 | 0 | 0 | 21.7 | 3.6 | 0 | 21.7 | 0 | 0 | 0 | 0 | 0
10 | 25 | 20 | 0 | 0 | 20.6 | 4.1 | 0 | 20.6 | 0 | 0 | 0 | 0 | 0
10 | 25 | 21 | 0 | 0 | 18.9 | 5.2 | 0 | 18.9 | 0 | 0 | 0 | 0 | 0
10 | 25 | 22 | 0 | 0 | 18.3 | 4.6 | 0 | 18.3 | 0 | 0 | 0 | 0 | 0
10 | 25 | 23 | 0 | 0 | 17.2 | 3.6 | 0 | 17.2 | 0 | 0 | 0 | 0 | 0
10 | 26 | 0 | 0 | 0 | 17.2 | 4.1 | 0 | 17.2 | 0 | 0 | 0 | 0 | 0
10 | 26 | 1 | 0 | 0 | 15.6 | 3.1 | 0 | 15.6 | 0 | 0 | 0 | 0 | 0
10 | 26 | 2 | 0 | 0 | 15.6 | 2.6 | 0 | 15.6 | 0 | 0 | 0 | 0 | 0
10 | 26 | 3 | 0 | 0 | 14.4 | 0 | 0 | 14.4 | 0 | 0 | 0 | 0 | 0
10 | 26 | 4 | 0 | 0 | 13.9 | 2.1 | 0 | 13.9 | 0 | 0 | 0 | 0 | 0
10 | 26 | 5 | 0 | 0 | 13.9 | 3.1 | 0 | 13.9 | 0 | 0 | 0 | 0 | 0
10 | 26 | 6 | 21 | 4 | 12.8 | 0 | 7.427 | 9.341 | 56.476 | 0 | 0 | 0 | 0
10 | 26 | 7 | 375 | 63 | 15 | 3.1 | 204.808 | 18.267 | 1667.006 | 1576.633 | 2624.8158 | 2204.1742 | 2084.8513
10 | 26 | 8 | 638 | 81 | 16.1 | 2.6 | 465.761 | 26.622 | 3897.265 | 3745.633 | 5455.319 | 4597.6241 | 3954.463
10 | 26 | 9 | 790 | 94 | 17.8 | 2.6 | 718.678 | 35.123 | 5930.927 | 5708.658 | 8271.2436 | 7109.4116 | 5708.7914
10 | 26 | 10 | 850 | 106 | 19.4 | 0 | 899.852 | 53.529 | 6958.748 | 6695.417 | 10216.104 | 8883.7042 | 6918.9917
10 | 26 | 11 | 887 | 116 | 21.7 | 2.1 | 1016.719 | 48.51 | 8022.798 | 7713.165 | 11405.3174 | 9935.4488 | 7712.0691
10 | 26 | 12 | 891 | 121 | 22.2 | 2.1 | 1038.584 | 49.82 | 8155.008 | 7839.352 | 11717.0052 | 10202.915 | 7934.8284
10 | 26 | 13 | 897 | 120 | 23.9 | 2.6 | 993.764 | 48.854 | 7828.728 | 7527.827 | 11685.9298 | 10172.4273 | 7909.6926
10 | 26 | 14 | 818 | 121 | 25 | 2.6 | 826.89 | 45.986 | 6571.106 | 6323.685 | 10163.349 | 8844.9119 | 6986.4493
10 | 26 | 15 | 537 | 161 | 23.9 | 2.6 | 537.847 | 37.741 | 4375.166 | 4208.201 | 5977.1316 | 5188.1231 | 4731.177
10 | 26 | 16 | 510 | 57 | 23.3 | 3.6 | 295.079 | 29.721 | 2369.885 | 2262.035 | 4733.1023 | 4026.6358 | 3328.1162
10 | 26 | 17 | 90 | 5 | 21.7 | 4.6 | 30.022 | 21.55 | 219.208 | 159.527 | 678.0402 | 572.8894 | 461.3391
10 | 26 | 18 | 0 | 0 | 20.6 | 2.6 | 0 | 20.6 | 0 | 0 | 0 | 0 | 0
10 | 26 | 19 | 0 | 0 | 19.4 | 2.1 | 0 | 19.4 | 0 | 0 | 0 | 0 | 0
10 | 26 | 20 | 0 | 0 | 18.9 | 1.5 | 0 | 18.9 | 0 | 0 | 0 | 0 | 0
10 | 26 | 21 | 0 | 0 | 17.8 | 0 | 0 | 17.8 | 0 | 0 | 0 | 0 | 0
10 | 26 | 22 | 0 | 0 | 17.2 | 0 | 0 | 17.2 | 0 | 0 | 0 | 0 | 0
10 | 26 | 23 | 0 | 0 | 16.7 | 0 | 0 | 16.7 | 0 | 0 | 0 | 0 | 0
10 | 27 | 0 | 0 | 0 | 15.6 | 0 | 0 | 15.6 | 0 | 0 | 0 | 0 | 0
10 | 27 | 1 | 0 | 0 | 14.4 | 2.1 | 0 | 14.4 | 0 | 0 | 0 | 0 | 0
10 | 27 | 2 | 0 | 0 | 13.9 | 2.1 | 0 | 13.9 | 0 | 0 | 0 | 0 | 0
10 | 27 | 3 | 0 | 0 | 12.8 | 2.1 | 0 | 12.8 | 0 | 0 | 0 | 0 | 0
10 | 27 | 4 | 0 | 0 | 12.2 | 3.6 | 0 | 12.2 | 0 | 0 | 0 | 0 | 0
10 | 27 | 5 | 0 | 0 | 12.2 | 3.1 | 0 | 12.2 | 0 | 0 | 0 | 0 | 0
10 | 27 | 6 | 34 | 2 | 12.2 | 3.6 | 7.99 | 10.783 | 54.604 | 0 | 0 | 0 | 0
10 | 27 | 7 | 479 | 51 | 13.3 | 3.1 | 226.796 | 17.082 | 1830.257 | 1735.975 | 3346.7122 | 2809.4716 | 2469.555
10 | 27 | 8 | 753 | 58 | 16.1 | 4.1 | 501.62 | 25.994 | 4197.526 | 4036.351 | 6426.8121 | 5415.5268 | 4412.9055
10 | 27 | 9 | 863 | 69 | 17.8 | 4.1 | 737.688 | 33.237 | 6127.223 | 5897.39 | 9017.9211 | 7748.6568 | 6002.1542
10 | 27 | 10 | 916 | 77 | 21.1 | 3.1 | 915.24 | 42.46 | 7381.777 | 7100.5 | 10989.3421 | 9556.548 | 7195.9225
10 | 27 | 11 | 940 | 90 | 22.2 | 0 | 1026.66 | 60.664 | 7725.605 | 7429.292 | 12068.2624 | 10513.975 | 7941.5102
10 | 27 | 12 | 934 | 103 | 23.3 | 2.1 | 1048.477 | 51.121 | 8191.566 | 7874.234 | 12265.7157 | 10679.6543 | 8148.3615
10 | 27 | 13 | 880 | 116 | 23.9 | 2.1 | 972.375 | 49.94 | 7628.345 | 7336.327 | 11446.9301 | 9964.7519 | 7737.6332
10 | 27 | 14 | 776 | 137 | 25.6 | 2.6 | 810.06 | 46.127 | 6434.283 | 6192.355 | 9623.3688 | 8373.7263 | 6764.8742
10 | 27 | 15 | 572 | 160 | 25 | 3.1 | 558.827 | 38.463 | 4532.32 | 4360.144 | 6351.1194 | 5511.2975 | 4954.2915
10 | 27 | 16 | 557 | 51 | 23.9 | 3.6 | 307.955 | 30.656 | 2458.476 | 2348.304 | 5155.6315 | 4385.0772 | 3552.8213
10 | 27 | 17 | 108 | 2 | 22.8 | 2.6 | 28.15 | 22.781 | 193.813 | 134.607 | 811.6832 | 685.8162 | 526.4934
10 | 27 | 18 | 0 | 0 | 21.7 | 2.6 | 0 | 21.7 | 0 | 0 | 0 | 0 | 0
10 | 27 | 19 | 0 | 0 | 20 | 2.6 | 0 | 20 | 0 | 0 | 0 | 0 | 0
10 | 27 | 20 | 0 | 0 | 19.4 | 0 | 0 | 19.4 | 0 | 0 | 0 | 0 | 0
10 | 27 | 21 | 0 | 0 | 17.8 | 0 | 0 | 17.8 | 0 | 0 | 0 | 0 | 0
10 | 27 | 22 | 0 | 0 | 17.8 | 1.5 | 0 | 17.8 | 0 | 0 | 0 | 0 | 0
10 | 27 | 23 | 0 | 0 | 16.1 | 3.6 | 0 | 16.1 | 0 | 0 | 0 | 0 | 0
10 | 28 | 0 | 0 | 0 | 15.6 | 2.6 | 0 | 15.6 | 0 | 0 | 0 | 0 | 0
10 | 28 | 1 | 0 | 0 | 15 | 3.1 | 0 | 15 | 0 | 0 | 0 | 0 | 0
10 | 28 | 2 | 0 | 0 | 13.3 | 4.6 | 0 | 13.3 | 0 | 0 | 0 | 0 | 0
10 | 28 | 3 | 0 | 0 | 12.8 | 3.1 | 0 | 12.8 | 0 | 0 | 0 | 0 | 0
10 | 28 | 4 | 0 | 0 | 12.2 | 2.6 | 0 | 12.2 | 0 | 0 | 0 | 0 | 0
10 | 28 | 5 | 0 | 0 | 12.2 | 3.1 | 0 | 12.2 | 0 | 0 | 0 | 0 | 0
10 | 28 | 6 | 40 | 0 | 11.7 | 3.6 | 7.323 | 10.254 | 45.609 | 0 | 0 | 0 | 0
10 | 28 | 7 | 529 | 45 | 13.3 | 3.6 | 237.803 | 17.162 | 1908.766 | 1812.572 | 3689.189 | 3095.9168 | 2650.5812
10 | 28 | 8 | 781 | 42 | 16.1 | 4.1 | 493.611 | 25.845 | 4127.023 | 3968.117 | 6653.1776 | 5605.4065 | 4450.0472
10 | 28 | 9 | 883 | 58 | 18.3 | 3.1 | 738.619 | 35.212 | 6090.335 | 5861.934 | 9208.4503 | 7909.7468 | 6046.8587
10 | 28 | 10 | 935 | 74 | 20.6 | 3.1 | 927.676 | 42.255 | 7487.618 | 7201.755 | 11196.478 | 9737.1701 | 7302.263
10 | 28 | 11 | 962 | 85 | 22.2 | 1.5 | 1040.976 | 52.062 | 8102.721 | 7789.454 | 12331.4957 | 10744.2734 | 8068.0999
10 | 28 | 12 | 967 | 90 | 25 | 2.1 | 1064.447 | 53.14 | 8251.553 | 7931.46 | 12681.4447 | 11040.6642 | 8314.4385
10 | 28 | 13 | 938 | 102 | 25.6 | 3.1 | 999.656 | 49.374 | 7859.122 | 7556.862 | 12182.594 | 10605.8006 | 8091.5939
10 | 28 | 14 | 805 | 138 | 26.7 | 4.1 | 833.876 | 44.911 | 6653.51 | 6402.75 | 9964.2189 | 8669.0829 | 6978.602
10 | 28 | 15 | 600 | 146 | 26.1 | 3.1 | 561.309 | 39.661 | 4529.996 | 4357.897 | 6645.8911 | 5765.5142 | 5042.3635
10 | 28 | 16 | 573 | 45 | 24.4 | 3.6 | 305.848 | 31.118 | 2432.26 | 2322.778 | 5289.9421 | 4498.2347 | 3597.8314
10 | 28 | 17 | 116 | 0 | 23.3 | 4.1 | 26.605 | 23.156 | 176.641 | 117.755 | 869.724 | 734.8574 | 550.362
10 | 28 | 18 | 0 | 0 | 21.7 | 3.1 | 0 | 21.7 | 0 | 0 | 0 | 0 | 0
10 | 28 | 19 | 0 | 0 | 20 | 2.1 | 0 | 20 | 0 | 0 | 0 | 0 | 0
10 | 28 | 20 | 0 | 0 | 19.4 | 0 | 0 | 19.4 | 0 | 0 | 0 | 0 | 0
10 | 28 | 21 | 0 | 0 | 17.2 | 0 | 0 | 17.2 | 0 | 0 | 0 | 0 | 0
10 | 28 | 22 | 0 | 0 | 16.7 | 0 | 0 | 16.7 | 0 | 0 | 0 | 0 | 0
10 | 28 | 23 | 0 | 0 | 16.7 | 3.1 | 0 | 16.7 | 0 | 0 | 0 | 0 | 0
10 | 29 | 0 | 0 | 0 | 16.1 | 3.1 | 0 | 16.1 | 0 | 0 | 0 | 0 | 0
10 | 29 | 1 | 0 | 0 | 15 | 2.1 | 0 | 15 | 0 | 0 | 0 | 0 | 0
10 | 29 | 2 | 0 | 0 | 14.4 | 2.1 | 0 | 14.4 | 0 | 0 | 0 | 0 | 0
10 | 29 | 3 | 0 | 0 | 13.3 | 2.1 | 0 | 13.3 | 0 | 0 | 0 | 0 | 0
10 | 29 | 4 | 0 | 0 | 12.2 | 0 | 0 | 12.2 | 0 | 0 | 0 | 0 | 0
10 | 29 | 5 | 0 | 0 | 11.7 | 2.6 | 0 | 11.7 | 0 | 0 | 0 | 0 | 0
10 | 29 | 6 | 41 | 0 | 10 | 2.1 | 7.589 | 8.226 | 47.849 | 0 | 0 | 0 | 0
10 | 29 | 7 | 543 | 41 | 11.7 | 2.1 | 238.484 | 16.237 | 1915.617 | 1819.254 | 3779.595 | 3170.6523 | 2683.3705
10 | 29 | 8 | 798 | 34 | 13.9 | 3.1 | 492.428 | 24.582 | 4132.534 | 3973.451 | 6784.7703 | 5715.4123 | 4480.3661
10 | 29 | 9 | 830 | 52 | 17.2 | 0 | 690.806 | 43.918 | 5515.728 | 5309.025 | 8637.9881 | 7417.2684 | 5656.9721
10 | 29 | 10 | 951 | 65 | 20.6 | 2.1 | 929.93 | 44.797 | 7434.466 | 7150.912 | 11366.5296 | 9885.5811 | 7346.0798
10 | 29 | 11 | 969 | 81 | 21.7 | 2.1 | 1041.844 | 49.191 | 8199.402 | 7881.71 | 12401.6462 | 10806.2642 | 8083.9146
10 | 29 | 12 | 904 | 87 | 22.8 | 2.1 | 997.955 | 49.489 | 7845.729 | 7544.068 | 11838.5103 | 10306.0595 | 7781.7831
10 | 29 | 13 | 967 | 93 | 23.9 | 3.1 | 1014.862 | 47.926 | 8022.665 | 7713.037 | 12539.7749 | 10917.6104 | 8248.728
10 | 29 | 14 | 842 | 124 | 24.4 | 3.6 | 847.281 | 43.798 | 6788.012 | 6531.751 | 10402.6075 | 9049.2905 | 7151.4685
10 | 29 | 15 | 622 | 140 | 24.4 | 0 | 568.405 | 48.939 | 4428.773 | 4260.041 | 6873.1089 | 5960.9388 | 5142.4077
10 | 29 | 16 | 567 | 43 | 23.9 | 3.1 | 300.758 | 30.899 | 2392.309 | 2283.874 | 5221.1801 | 4438.6682 | 3542.5592
10 | 29 | 17 | 110 | 0 | 22.2 | 4.1 | 25.401 | 21.996 | 169.825 | 111.065 | 822.789 | 695.1928 | 520.8059
10 | 29 | 18 | 0 | 0 | 20 | 3.1 | 0 | 20 | 0 | 0 | 0 | 0 | 0
10 | 29 | 19 | 0 | 0 | 18.9 | 2.6 | 0 | 18.9 | 0 | 0 | 0 | 0 | 0
10 | 29 | 20 | 0 | 0 | 17.8 | 2.6 | 0 | 17.8 | 0 | 0 | 0 | 0 | 0
10 | 29 | 21 | 0 | 0 | 18.3 | 6.2 | 0 | 18.3 | 0 | 0 | 0 | 0 | 0
10 | 29 | 22 | 0 | 0 | 17.2 | 2.6 | 0 | 17.2 | 0 | 0 | 0 | 0 | 0
10 | 29 | 23 | 0 | 0 | 16.1 | 2.6 | 0 | 16.1 | 0 | 0 | 0 | 0 | 0
10 | 30 | 0 | 0 | 0 | 13.3 | 2.1 | 0 | 13.3 | 0 | 0 | 0 | 0 | 0
10 | 30 | 1 | 0 | 0 | 11.7 | 3.1 | 0 | 11.7 | 0 | 0 | 0 | 0 | 0
10 | 30 | 2 | 0 | 0 | 10.6 | 2.1 | 0 | 10.6 | 0 | 0 | 0 | 0 | 0
10 | 30 | 3 | 0 | 0 | 10.6 | 2.1 | 0 | 10.6 | 0 | 0 | 0 | 0 | 0
10 | 30 | 4 | 0 | 0 | 10.6 | 2.1 | 0 | 10.6 | 0 | 0 | 0 | 0 | 0
10 | 30 | 5 | 0 | 0 | 10 | 0 | 0 | 10 | 0 | 0 | 0 | 0 | 0
10 | 30 | 6 | 32 | 2 | 10 | 0 | 7.82 | 6.611 | 54.939 | 0 | 0 | 0 | 0
10 | 30 | 7 | 528 | 54 | 12.2 | 2.1 | 244.89 | 16.914 | 1973.198 | 1875.418 | 3667.9903 | 3075.8801 | 2696.5549
10 | 30 | 8 | 739 | 70 | 15.6 | 2.1 | 506.556 | 28.007 | 4210.928 | 4049.321 | 6270.5851 | 5281.4946 | 4394.6363
10 | 30 | 9 | 813 | 100 | 18.3 | 2.1 | 740.598 | 37.395 | 6060.663 | 5833.41 | 8443.3024 | 7247.6774 | 5857.061
10 | 30 | 10 | 832 | 129 | 20 | 1.5 | 906.652 | 45.963 | 7217.348 | 6943.119 | 9925.0436 | 8632.3754 | 6897.0577
10 | 30 | 11 | 873 | 139 | 22.2 | 2.6 | 1025.416 | 47.633 | 8118.281 | 7804.303 | 11155.1705 | 9720.8022 | 7713.1015
10 | 30 | 12 | 799 | 163 | 23.9 | 4.1 | 999.307 | 45.595 | 7973.549 | 7666.144 | 10448.4747 | 9095.4857 | 7444.1488
10 | 30 | 13 | 820 | 161 | 25 | 3.6 | 970.987 | 46.961 | 7704.431 | 7409.056 | 10616.9537 | 9244.3819 | 7533.4268
10 | 30 | 14 | 615 | 197 | 25 | 3.6 | 737.901 | 41.967 | 5954.803 | 5731.621 | 7583.8449 | 6596.4324 | 5925.3794
10 | 30 | 15 | 503 | 166 | 25.6 | 3.1 | 520.234 | 38.02 | 4227.813 | 4065.659 | 5545.056 | 4807.7255 | 4502.8275
10 | 30 | 16 | 125 | 70 | 23.9 | 1.5 | 128.456 | 27.838 | 1062.268 | 985.584 | 1148.1686 | 975.8422 | 1179.2538
10 | 30 | 17 | 1 | 7 | 22.8 | 2.1 | 6.431 | 21.667 | 55.488 | 0 | 7.4624 | 6.305 | 50.1959
10 | 30 | 18 | 0 | 0 | 20.6 | 3.1 | 0 | 20.6 | 0 | 0 | 0 | 0 | 0
10 | 30 | 19 | 0 | 0 | 18.9 | 2.1 | 0 | 18.9 | 0 | 0 | 0 | 0 | 0
10 | 30 | 20 | 0 | 0 | 18.3 | 0 | 0 | 18.3 | 0 | 0 | 0 | 0 | 0
10 | 30 | 21 | 0 | 0 | 17.8 | 0 | 0 | 17.8 | 0 | 0 | 0 | 0 | 0
10 | 30 | 22 | 0 | 0 | 16.7 | 0 | 0 | 16.7 | 0 | 0 | 0 | 0 | 0
10 | 30 | 23 | 0 | 0 | 15.6 | 0 | 0 | 15.6 | 0 | 0 | 0 | 0 | 0
10 | 31 | 0 | 0 | 0 | 15 | 2.6 | 0 | 15 | 0 | 0 | 0 | 0 | 0
10 | 31 | 1 | 0 | 0 | 14.4 | 2.1 | 0 | 14.4 | 0 | 0 | 0 | 0 | 0
10 | 31 | 2 | 0 | 0 | 13.9 | 0 | 0 | 13.9 | 0 | 0 | 0 | 0 | 0
10 | 31 | 3 | 0 | 0 | 12.8 | 0 | 0 | 12.8 | 0 | 0 | 0 | 0 | 0
10 | 31 | 4 | 0 | 0 | 12.2 | 1.5 | 0 | 12.2 | 0 | 0 | 0 | 0 | 0
10 | 31 | 5 | 0 | 0 | 12.8 | 0 | 0 | 12.8 | 0 | 0 | 0 | 0 | 0
10 | 31 | 6 | 3 | 2 | 13.3 | 0 | 2.401 | 9.514 | 20.228 | 0 | 0 | 0 | 0
10 | 31 | 7 | 63 | 66 | 15 | 1.5 | 99.074 | 15.808 | 856.376 | 784.068 | 436.7804 | 366.1298 | 705.3513
10 | 31 | 8 | 182 | 144 | 18.9 | 2.1 | 259.783 | 24.366 | 2214.16 | 2110.327 | 1541.1469 | 1297.8712 | 1913.2036
10 | 31 | 9 | 188 | 252 | 21.7 | 4.1 | 419.637 | 29.902 | 3539.255 | 3398.599 | 1948.2547 | 1671.8126 | 2873.1884
10 | 31 | 10 | 670 | 174 | 23.3 | 4.1 | 818.288 | 40.168 | 6657.18 | 6406.271 | 7976.8248 | 6938.2778 | 6012.9046
10 | 31 | 11 | 799 | 149 | 25 | 3.1 | 971.455 | 47.647 | 7690.659 | 7395.893 | 10193.1206 | 8882.9311 | 7194.6411
10 | 31 | 12 | 939 | 115 | 26.1 | 2.1 | 1073.366 | 54.207 | 8286.098 | 7964.41 | 12261.4354 | 10673.3621 | 8226.2456
10 | 31 | 13 | 694 | 155 | 27.8 | 2.1 | 847.024 | 50.742 | 6624.512 | 6374.929 | 8971.5102 | 7812.4575 | 6492.4601
10 | 31 | 14 | 342 | 241 | 28.3 | 2.1 | 553.816 | 43.501 | 4446.413 | 4277.096 | 4209.4642 | 3660.9978 | 4167.9498
10 | 31 | 15 | 244 | 201 | 26.7 | 2.6 | 378.445 | 36.009 | 3108.406 | 2980.379 | 2683.6026 | 2326.0562 | 2983.1963
10 | 31 | 16 | 208 | 122 | 26.7 | 3.1 | 230.478 | 31.642 | 1884.206 | 1788.612 | 1905.8582 | 1619.392 | 1995.9955
10 | 31 | 17 | 0 | 8 | 24.4 | 4.1 | 7.086 | 23.702 | 61.218 | 4.454 | 0 | 0 | 51.9553
10 | 31 | 18 | 0 | 0 | 23.9 | 3.1 | 0 | 23.9 | 0 | 0 | 0 | 0 | 0
10 | 31 | 19 | 0 | 0 | 22.8 | 2.1 | 0 | 22.8 | 0 | 0 | 0 | 0 | 0
10 | 31 | 20 | 0 | 0 | 21.7 | 2.1 | 0 | 21.7 | 0 | 0 | 0 | 0 | 0
10 | 31 | 21 | 0 | 0 | 21.5 | 2.3 | 0 | 21.5 | 0 | 0 | 0 | 0 | 0
10 | 31 | 22 | 0 | 0 | 21.4 | 2.5 | 0 | 21.4 | 0 | 0 | 0 | 0 | 0
10 | 31 | 23 | 0 | 0 | 21.2 | 2.7 | 0 | 21.2 | 0 | 0 | 0 | 0 | 0
11 | 1 | 0 | 0 | 0 | 21.1 | 3 | 0 | 21.1 | 0 | 0 | 0 | 0 | 0
11 | 1 | 1 | 0 | 0 | 20.9 | 3.2 | 0 | 20.9 | 0 | 0 | 0 | 0 | 0
11 | 1 | 2 | 0 | 0 | 20.8 | 3.4 | 0 | 20.8 | 0 | 0 | 0 | 0 | 0
11 | 1 | 3 | 0 | 0 | 20.6 | 3.6 | 0 | 20.6 | 0 | 0 | 0 | 0 | 0
11 | 1 | 4 | 0 | 0 | 20 | 3.1 | 0 | 20 | 0 | 0 | 0 | 0 | 0
11 | 1 | 5 | 0 | 0 | 19.4 | 2.1 | 0 | 19.4 | 0 | 0 | 0 | 0 | 0
11 | 1 | 6 | 16 | 6 | 18.3 | 3.1 | 8.548 | 16.889 | 67.589 | 10.709 | 0 | 0 | 0
11 | 1 | 7 | 223 | 51 | 17.8 | 2.1 | 143.085 | 19.832 | 1172.184 | 1093.104 | 1542.8944 | 1292.8017 | 1317.2871
11 | 1 | 8 | 221 | 106 | 17.8 | 2.6 | 245.749 | 22.691 | 2099.994 | 1999.054 | 1867.4635 | 1572.4664 | 1868.3155
11 | 1 | 9 | 788 | 93 | 19.4 | 3.1 | 713.132 | 35.129 | 5883.674 | 5663.207 | 8148.1532 | 6989.6775 | 5630.5472
11 | 1 | 10 | 902 | 65 | 21.7 | 2.6 | 883.884 | 43.422 | 7102.517 | 6833.155 | 10717.479 | 9322.6143 | 6953.0634
11 | 1 | 11 | 905 | 69 | 23.3 | 2.1 | 962.343 | 48.684 | 7588.175 | 7297.921 | 11526.5641 | 10045.3425 | 7471.0652
11 | 1 | 12 | 954 | 73 | 24.4 | 2.6 | 1026.689 | 49.896 | 8058.83 | 7747.561 | 12439.038 | 10827.9018 | 8053.7388
11 | 1 | 13 | 955 | 69 | 24.4 | 3.1 | 971.549 | 47.525 | 7691.523 | 7396.719 | 12326.149 | 10734.8501 | 7958.3587
11 | 1 | 14 | 918 | 61 | 25.6 | 3.6 | 820.733 | 44.318 | 6559.501 | 6312.548 | 11278.0161 | 9807.6408 | 7262.6653
11 | 1 | 15 | 853 | 48 | 24.4 | 4.1 | 606.253 | 37.619 | 4910.854 | 4725.778 | 9360.1798 | 8110.5582 | 6056.2836
11 | 1 | 16 | 676 | 32 | 23.9 | 3.1 | 329.803 | 31.662 | 2601.414 | 2487.439 | 6179.1368 | 5248.9796 | 4070.4591
11 | 1 | 17 | 189 | 15 | 22.2 | 2.1 | 69.197 | 23.399 | 512.103 | 446.789 | 1403.9585 | 1186.1106 | 986.8162
11 | 1 | 18 | 0 | 0 | 21.1 | 1.5 | 0 | 21.1 | 0 | 0 | 0 | 0 | 0
11 | 1 | 19 | 0 | 0 | 20 | 1.5 | 0 | 20 | 0 | 0 | 0 | 0 | 0
11 | 1 | 20 | 0 | 0 | 18.9 | 0 | 0 | 18.9 | 0 | 0 | 0 | 0 | 0
11 | 1 | 21 | 0 | 0 | 18.3 | 0 | 0 | 18.3 | 0 | 0 | 0 | 0 | 0
11 | 1 | 22 | 0 | 0 | 17.8 | 0 | 0 | 17.8 | 0 | 0 | 0 | 0 | 0
11 | 1 | 23 | 0 | 0 | 17.2 | 3.1 | 0 | 17.2 | 0 | 0 | 0 | 0 | 0
11 | 2 | 0 | 0 | 0 | 16.1 | 2.1 | 0 | 16.1 | 0 | 0 | 0 | 0 | 0
11 | 2 | 1 | 0 | 0 | 14.4 | 1.5 | 0 | 14.4 | 0 | 0 | 0 | 0 | 0
11 | 2 | 2 | 0 | 0 | 15 | 2.1 | 0 | 15 | 0 | 0 | 0 | 0 | 0
11 | 2 | 3 | 0 | 0 | 13.3 | 2.1 | 0 | 13.3 | 0 | 0 | 0 | 0 | 0
11 | 2 | 4 | 0 | 0 | 12.8 | 0 | 0 | 12.8 | 0 | 0 | 0 | 0 | 0
11 | 2 | 5 | 0 | 0 | 12.8 | 1.5 | 0 | 12.8 | 0 | 0 | 0 | 0 | 0
11 | 2 | 6 | 40 | 3 | 12.8 | 1.5 | 10.438 | 11.166 | 73.729 | 16.737 | 0 | 0 | 0
11 | 2 | 7 | 338 | 39 | 13.3 | 0 | 169.057 | 17.625 | 1368.178 | 1284.724 | 2333.6634 | 1954.5677 | 1747.0199
11 | 2 | 8 | 464 | 84 | 16.7 | 1.5 | 371.318 | 26.182 | 3116.563 | 2988.303 | 3912.4045 | 3293.9578 | 3007.3435
11 | 2 | 9 | 704 | 139 | 20.6 | 3.1 | 704.808 | 36.413 | 5790.673 | 5573.729 | 7263.2321 | 6228.5248 | 5392.5872
11 | 2 | 10 | 460 | 202 | 21.1 | 2.1 | 657.134 | 38.612 | 5377.481 | 5175.832 | 5454.5609 | 4744.9054 | 4666.2266
11 | 2 | 11 | 625 | 203 | 22.8 | 7.7 | 861.884 | 35.573 | 7136.467 | 6865.671 | 7947.2198 | 6926.0772 | 6189.1596
11 | 2 | 12 | 553 | 208 | 21.7 | 5.2 | 800.241 | 37.049 | 6591 | 6342.775 | 7199.7981 | 6267.3938 | 5768.921
11 | 2 | 13 | 574 | 197 | 22.8 | 7.7 | 775.201 | 34.397 | 6444.181 | 6201.857 | 7396.9484 | 6442.7061 | 5815.2201
11 | 2 | 14 | 673 | 158 | 22.8 | 6.2 | 745.076 | 35.552 | 6154.492 | 5923.599 | 8252.7388 | 7176.222 | 6071.3659
11 | 2 | 15 | 582 | 96 | 22.8 | 4.6 | 498.021 | 33.014 | 4112.155 | 3953.725 | 6372.0954 | 5519.631 | 4545.3224
11 | 2 | 16 | 119 | 80 | 21.7 | 4.6 | 139.103 | 24.156 | 1169.229 | 1090.214 | 1085.1877 | 921.5874 | 1206.2575
11 | 2 | 17 | 124 | 20 | 20 | 3.6 | 58.35 | 20.149 | 453.233 | 389.075 | 919.0579 | 776.4053 | 712.2284
11 | 2 | 18 | 0 | 0 | 19.4 | 3.1 | 0 | 19.4 | 0 | 0 | 0 | 0 | 0
11 | 2 | 19 | 0 | 0 | 18.3 | 3.1 | 0 | 18.3 | 0 | 0 | 0 | 0 | 0
11 | 2 | 20 | 0 | 0 | 18.3 | 2.6 | 0 | 18.3 | 0 | 0 | 0 | 0 | 0
11 | 2 | 21 | 0 | 0 | 16.7 | 2.6 | 0 | 16.7 | 0 | 0 | 0 | 0 | 0
11 | 2 | 22 | 0 | 0 | 16.7 | 2.1 | 0 | 16.7 | 0 | 0 | 0 | 0 | 0
11 | 2 | 23 | 0 | 0 | 15.6 | 1.5 | 0 | 15.6 | 0 | 0 | 0 | 0 | 0
11 | 3 | 0 | 0 | 0 | 15 | 0 | 0 | 15 | 0 | 0 | 0 | 0 | 0
11 | 3 | 1 | 0 | 0 | 13.9 | 1.5 | 0 | 13.9 | 0 | 0 | 0 | 0 | 0
11 | 3 | 2 | 0 | 0 | 13.3 | 0 | 0 | 13.3 | 0 | 0 | 0 | 0 | 0
11 | 3 | 3 | 0 | 0 | 13.9 | 0 | 0 | 13.9 | 0 | 0 | 0 | 0 | 0
11 | 3 | 4 | 0 | 0 | 14.4 | 0 | 0 | 14.4 | 0 | 0 | 0 | 0 | 0
11 | 3 | 5 | 0 | 0 | 15 | 2.1 | 0 | 15 | 0 | 0 | 0 | 0 | 0
11 | 3 | 6 | 1 | 2 | 15 | 1.5 | 2.028 | 13.119 | 17.664 | 0 | 0 | 0 | 0
11 | 3 | 7 | 47 | 58 | 15 | 0 | 79.897 | 14.701 | 694.551 | 625.581 | 323.8113 | 271.0906 | 581.3986
11 | 3 | 8 | 278 | 133 | 15.6 | 2.1 | 309.787 | 22.312 | 2650.482 | 2535.185 | 2338.922 | 1968.9693 | 2341.5429
11 | 3 | 9 | 80 | 217 | 17.8 | 2.6 | 286.236 | 24.173 | 2465.341 | 2354.988 | 823.4761 | 705.936 | 1948.6221
11 | 3 | 10 | 304 | 240 | 19.4 | 3.1 | 546.548 | 31.409 | 4591.684 | 4417.517 | 3597.3008 | 3129.4352 | 3790.1205
11 | 3 | 11 | 86 | 218 | 20.6 | 4.1 | 318.966 | 27.224 | 2721.544 | 2604.318 | 1091.7196 | 951.439 | 2120.0817
11 | 3 | 12 | 82 | 339 | 21.1 | 3.1 | 440.235 | 30.723 | 3710.042 | 3564.205 | 1066.0085 | 927.9984 | 2913.2005
11 | 3 | 13 | 386 | 285 | 22.2 | 4.1 | 686.279 | 36.379 | 5664.698 | 5452.479 | 4966.4275 | 4326.1963 | 4924.6912
11 | 3 | 14 | 85 | 273 | 21.7 | 4.6 | 359.363 | 28.987 | 3045.231 | 2919.003 | 1040.3978 | 904.6285 | 2455.1241
11 | 3 | 15 | 42 | 141 | 20.6 | 3.6 | 169.621 | 23.79 | 1461.115 | 1375.543 | 458.8292 | 397.3169 | 1220.2675
11 | 3 | 16 | 53 | 90 | 20.6 | 3.6 | 118.707 | 22.206 | 1017.117 | 941.405 | 482.2078 | 409.402 | 895.6174
11 | 3 | 17 | 6 | 16 | 18.9 | 4.1 | 16.428 | 18.05 | 141.942 | 83.698 | 44.3729 | 37.4829 | 131.9697
11 | 3 | 18 | 0 | 0 | 16.7 | 6.2 | 0 | 16.7 | 0 | 0 | 0 | 0 | 0
11 | 3 | 19 | 0 | 0 | 16.7 | 5.2 | 0 | 16.7 | 0 | 0 | 0 | 0 | 0
11 | 3 | 20 | 0 | 0 | 16.7 | 4.6 | 0 | 16.7 | 0 | 0 | 0 | 0 | 0
11 | 3 | 21 | 0 | 0 | 16.7 | 5.2 | 0 | 16.7 | 0 | 0 | 0 | 0 | 0
11 | 3 | 22 | 0 | 0 | 16.1 | 5.2 | 0 | 16.1 | 0 | 0 | 0 | 0 | 0
11 | 3 | 23 | 0 | 0 | 16.1 | 4.6 | 0 | 16.1 | 0 | 0 | 0 | 0 | 0
11 | 4 | 0 | 0 | 0 | 15.6 | 3.6 | 0 | 15.6 | 0 | 0 | 0 | 0 | 0
11 | 4 | 1 | 0 | 0 | 15 | 4.1 | 0 | 15 | 0 | 0 | 0 | 0 | 0
11 | 4 | 2 | 0 | 0 | 15 | 2.6 | 0 | 15 | 0 | 0 | 0 | 0 | 0
11 | 4 | 3 | 0 | 0 | 14.4 | 1.5 | 0 | 14.4 | 0 | 0 | 0 | 0 | 0
11 | 4 | 4 | 0 | 0 | 13.9 | 2.1 | 0 | 13.9 | 0 | 0 | 0 | 0 | 0
11 | 4 | 5 | 0 | 0 | 13.3 | 2.1 | 0 | 13.3 | 0 | 0 | 0 | 0 | 0
11 | 4 | 6 | 1 | 2 | 12.8 | 2.1 | 2.03 | 10.895 | 17.812 | 0 | 0 | 0 | 0
11 | 4 | 7 | 188 | 46 | 13.9 | 3.1 | 126.632 | 15.252 | 1056.885 | 980.317 | 1292.4334 | 1081.5183 | 1125.3174
11 | 4 | 8 | 505 | 90 | 16.1 | 4.1 | 399.843 | 23.599 | 3385.121 | 3249.055 | 4239.2337 | 3568.3207 | 3252.2065
11 | 4 | 9 | 667 | 114 | 18.3 | 2.1 | 649.153 | 34.781 | 5363.933 | 5162.775 | 6849.6797 | 5870.1066 | 4973.5104
11 | 4 | 10 | 744 | 136 | 20 | 2.1 | 839.227 | 41.89 | 6783.036 | 6526.979 | 8785.4299 | 7643.143 | 6253.3961
11 | 4 | 11 | 789 | 147 | 20.6 | 1.5 | 956.232 | 48.128 | 7556.039 | 7267.191 | 9999.1069 | 8714.0153 | 7062.5998
11 | 4 | 12 | 791 | 149 | 22.2 | 2.1 | 971.074 | 48.046 | 7676.351 | 7382.217 | 10267.6373 | 8938.9341 | 7240.8044
11 | 4 | 13 | 681 | 149 | 23.3 | 2.6 | 825.607 | 44.258 | 6617.688 | 6368.382 | 8748.2307 | 7621.2571 | 6316.3324
11 | 4 | 14 | 681 | 122 | 23.9 | 2.6 | 711.276 | 41.82 | 5740.173 | 5525.129 | 8320.135 | 7234.0542 | 5871.948
11 | 4 | 15 | 542 | 108 | 23.3 | 3.1 | 484.865 | 34.872 | 3978.367 | 3824.188 | 5908.2998 | 5114.5135 | 4342.0214
11 | 4 | 16 | 285 | 64 | 23.3 | 2.6 | 204.446 | 28.173 | 1666.146 | 1575.793 | 2587.1877 | 2195.9781 | 2039.3805
11 | 4 | 17 | 24 | 18 | 22.2 | 2.1 | 25.591 | 21.817 | 211.617 | 152.078 | 177.109 | 149.5966 | 229.0945
11 | 4 | 18 | 0 | 0 | 21.7 | 1.5 | 0 | 21.7 | 0 | 0 | 0 | 0 | 0
11 | 4 | 19 | 0 | 0 | 20 | 0 | 0 | 20 | 0 | 0 | 0 | 0 | 0
11 | 4 | 20 | 0 | 0 | 19.4 | 0 | 0 | 19.4 | 0 | 0 | 0 | 0 | 0
11 | 4 | 21 | 0 | 0 | 18.3 | 0 | 0 | 18.3 | 0 | 0 | 0 | 0 | 0
11 | 4 | 22 | 0 | 0 | 18.3 | 1.5 | 0 | 18.3 | 0 | 0 | 0 | 0 | 0
11 | 4 | 23 | 0 | 0 | 16.7 | 2.1 | 0 | 16.7 | 0 | 0 | 0 | 0 | 0
11 | 5 | 0 | 0 | 0 | 16.7 | 1.5 | 0 | 16.7 | 0 | 0 | 0 | 0 | 0
11 | 5 | 1 | 0 | 0 | 15.6 | 2.1 | 0 | 15.6 | 0 | 0 | 0 | 0 | 0
11 | 5 | 2 | 0 | 0 | 14.4 | 1.5 | 0 | 14.4 | 0 | 0 | 0 | 0 | 0
11 | 5 | 3 | 0 | 0 | 14.4 | 2.1 | 0 | 14.4 | 0 | 0 | 0 | 0 | 0
11 | 5 | 4 | 0 | 0 | 13.9 | 1.5 | 0 | 13.9 | 0 | 0 | 0 | 0 | 0
11 | 5 | 5 | 0 | 0 | 12.8 | 0 | 0 | 12.8 | 0 | 0 | 0 | 0 | 0
11 | 5 | 6 | 26 | 2 | 12.8 | 0 | 6.967 | 9.457 | 49.929 | 0 | 0 | 0 | 0
11 | 5 | 7 | 512 | 24 | 15 | 2.6 | 207.258 | 18.501 | 1635.985 | 1546.344 | 3512.0539 | 2937.5389 | 2407.9816
11 | 5 | 8 | 796 | 41 | 17.8 | 1.5 | 497.408 | 30.975 | 4079.671 | 3922.278 | 6666.756 | 5611.1167 | 4454.8442
11 | 5 | 9 | 892 | 56 | 20.6 | 1.5 | 736.937 | 41.264 | 5940.434 | 5717.802 | 9138.4531 | 7829.1141 | 5998.1185
11 | 5 | 10 | 931 | 66 | 22.8 | 4.1 | 906.482 | 42.093 | 7319.62 | 7041.018 | 10970.1557 | 9544.1955 | 7116.6495
11 | 5 | 11 | 957 | 71 | 24.4 | 4.1 | 1010.047 | 46.079 | 8043.153 | 7732.596 | 12107.7182 | 10551.0579 | 7837.0225
11 | 5 | 12 | 962 | 72 | 25 | 4.1 | 1028.314 | 47.221 | 8154.06 | 7838.446 | 12468.4533 | 10855.8357 | 8065.0485
11 | 5 | 13 | 953 | 68 | 25.6 | 3.6 | 963.87 | 47.451 | 7632.338 | 7340.144 | 12223.1549 | 10649.5352 | 7888.6849
11 | 5 | 14 | 917 | 60 | 26.7 | 2.6 | 814.912 | 47.283 | 6439.421 | 6197.288 | 11183.0791 | 9723.0053 | 7198.3068
11 | 5 | 15 | 838 | 47 | 26.7 | 2.6 | 592.958 | 41.767 | 4728.375 | 4549.579 | 9115.6635 | 7888.3143 | 5903.3273
11 | 5 | 16 | 653 | 31 | 26.1 | 2.6 | 318.054 | 34.056 | 2485.448 | 2374.563 | 5914.881 | 5019.1603 | 3901.7203
11 | 5 | 17 | 155 | 13 | 23.9 | 2.1 | 59.441 | 24.839 | 441.957 | 378.019 | 1141.412 | 964.0175 | 808.2508
11 | 5 | 18 | 0 | 0 | 22.8 | 0 | 0 | 22.8 | 0 | 0 | 0 | 0 | 0
11 | 5 | 19 | 0 | 0 | 20.6 | 1.5 | 0 | 20.6 | 0 | 0 | 0 | 0 | 0
11 | 5 | 20 | 0 | 0 | 20 | 2.1 | 0 | 20 | 0 | 0 | 0 | 0 | 0
11 | 5 | 21 | 0 | 0 | 18.9 | 2.1 | 0 | 18.9 | 0 | 0 | 0 | 0 | 0
11 | 5 | 22 | 0 | 0 | 18.3 | 1.5 | 0 | 18.3 | 0 | 0 | 0 | 0 | 0
11 | 5 | 23 | 0 | 0 | 17.2 | 2.1 | 0 | 17.2 | 0 | 0 | 0 | 0 | 0
11 | 6 | 0 | 0 | 0 | 16.7 | 2.1 | 0 | 16.7 | 0 | 0 | 0 | 0 | 0
11 | 6 | 1 | 0 | 0 | 15.6 | 2.1 | 0 | 15.6 | 0 | 0 | 0 | 0 | 0
11 | 6 | 2 | 0 | 0 | 15 | 2.6 | 0 | 15 | 0 | 0 | 0 | 0 | 0
11 | 6 | 3 | 0 | 0 | 15 | 2.1 | 0 | 15 | 0 | 0 | 0 | 0 | 0
11 | 6 | 4 | 0 | 0 | 14.4 | 2.6 | 0 | 14.4 | 0 | 0 | 0 | 0 | 0
11 | 6 | 5 | 0 | 0 | 13.9 | 3.1 | 0 | 13.9 | 0 | 0 | 0 | 0 | 0
11 | 6 | 6 | 4 | 1 | 13.9 | 3.6 | 1.713 | 12.438 | 13.37 | 0 | 0 | 0 | 0
11 | 6 | 7 | 312 | 35 | 13.9 | 4.6 | 156.377 | 15.687 | 1273.43 | 1192.108 | 2135.3675 | 1785.1945 | 1596.0141
11 | 6 | 8 | 643 | 63 | 15.6 | 3.6 | 445.276 | 24.518 | 3745.662 | 3598.73 | 5372.7805 | 4521.6557 | 3787.1101
11 | 6 | 9 | 777 | 85 | 18.3 | 3.1 | 692.263 | 34.044 | 5732.106 | 5517.366 | 7940.9512 | 6801.1142 | 5454.5824
11 | 6 | 10 | 846 | 100 | 20.6 | 4.1 | 880.271 | 39.32 | 7181.781 | 6909.064 | 9947.0214 | 8654.3507 | 6721.7135
11 | 6 | 11 | 874 | 108 | 23.9 | 3.1 | 984.045 | 46.996 | 7809.006 | 7508.986 | 11038.8282 | 9618.8634 | 7433.935
11 | 6 | 12 | 880 | 110 | 25.6 | 2.6 | 1003.668 | 50.574 | 7857.399 | 7555.216 | 11388.3457 | 9916.3485 | 7661.9105
11 | 6 | 13 | 864 | 104 | 26.1 | 2.1 | 933.943 | 50.998 | 7295.941 | 7018.354 | 11064.2814 | 9640.6676 | 7424.2021
11 | 6 | 14 | 756 | 99 | 26.7 | 2.6 | 739.195 | 45.466 | 5883.042 | 5662.599 | 9203.0002 | 8001.3377 | 6255.125
11 | 6 | 15 | 597 | 107 | 26.1 | 5.7 | 517.788 | 35.435 | 4237.74 | 4075.265 | 6480.6643 | 5606.2016 | 4687.3584
11 | 6 | 16 | 171 | 69 | 25 | 4.6 | 155.386 | 27.886 | 1279.072 | 1197.623 | 1545.6259 | 1311.2203 | 1421.7221
11 | 6 | 17 | 23 | 10 | 24.4 | 4.1 | 15.909 | 23.74 | 127.101 | 69.131 | 169.0206 | 142.738 | 172.0892
11 | 6 | 18 | 0 | 0 | 23.3 | 3.1 | 0 | 23.3 | 0 | 0 | 0 | 0 | 0
11 | 6 | 19 | 0 | 0 | 21.7 | 3.1 | 0 | 21.7 | 0 | 0 | 0 | 0 | 0
11 | 6 | 20 | 0 | 0 | 21.1 | 3.6 | 0 | 21.1 | 0 | 0 | 0 | 0 | 0
11 | 6 | 21 | 0 | 0 | 21.1 | 5.2 | 0 | 21.1 | 0 | 0 | 0 | 0 | 0
11 | 6 | 22 | 0 | 0 | 20 | 4.6 | 0 | 20 | 0 | 0 | 0 | 0 | 0
11 | 6 | 23 | 0 | 0 | 18.9 | 2.1 | 0 | 18.9 | 0 | 0 | 0 | 0 | 0
11 | 7 | 0 | 0 | 0 | 18.9 | 5.7 | 0 | 18.9 | 0 | 0 | 0 | 0 | 0
11 | 7 | 1 | 0 | 0 | 18.3 | 4.1 | 0 | 18.3 | 0 | 0 | 0 | 0 | 0
11 | 7 | 2 | 0 | 0 | 16.1 | 4.1 | 0 | 16.1 | 0 | 0 | 0 | 0 | 0
11 | 7 | 3 | 0 | 0 | 13.9 | 3.1 | 0 | 13.9 | 0 | 0 | 0 | 0 | 0
11 | 7 | 4 | 0 | 0 | 12.8 | 2.1 | 0 | 12.8 | 0 | 0 | 0 | 0 | 0
11 | 7 | 5 | 0 | 0 | 11.1 | 3.1 | 0 | 11.1 | 0 | 0 | 0 | 0 | 0
11 | 7 | 6 | 23 | 2 | 10.6 | 2.1 | 6.45 | 8.768 | 46.925 | 0 | 0 | 0 | 0
11 | 7 | 7 | 535 | 21 | 12.8 | 1.5 | 208.56 | 16.871 | 1647.408 | 1557.498 | 3653.3041 | 3052.6933 | 2481.0212
11 | 7 | 8 | 809 | 37 | 15 | 2.1 | 498.027 | 27.079 | 4138.858 | 3979.572 | 6743.806 | 5675.0942 | 4477.7696
11 | 7 | 9 | 921 | 50 | 16.1 | 2.1 | 748.738 | 35.446 | 6164.544 | 5933.259 | 9389.3475 | 8039.2313 | 6115.3677
11 | 7 | 10 | 960 | 66 | 17.8 | 3.1 | 929.563 | 39.617 | 7574.72 | 7285.055 | 11262.6483 | 9799.27 | 7296.7538
11 | 7 | 11 | 979 | 73 | 18.9 | 2.6 | 1030.996 | 44.673 | 8253.379 | 7933.203 | 12343.8562 | 10755.003 | 7993.4746
11 | 7 | 12 | 988 | 74 | 20 | 3.1 | 1053.454 | 45.106 | 8420.298 | 8092.376 | 12766.5363 | 11117.5217 | 8259.6654
11 | 7 | 13 | 950 | 99 | 20.6 | 3.6 | 996.649 | 43.361 | 8014.463 | 7705.207 | 12146.5982 | 10584.4866 | 8048.9456
11 | 7 | 14 | 761 | 108 | 21.1 | 4.1 | 757.216 | 37.843 | 6199.819 | 5967.156 | 9247.31 | 8039.8514 | 6342.22
11 | 7 | 15 | 600 | 119 | 21.1 | 4.1 | 531.197 | 32.653 | 4392.286 | 4224.758 | 6500.0654 | 5621.0838 | 4779.6153
11 | 7 | 16 | 492 | 43 | 20 | 3.6 | 270.043 | 25.83 | 2188.638 | 2085.456 | 4437.8768 | 3763.8684 | 3058.6307
11 | 7 | 17 | 155 | 13 | 18.3 | 3.1 | 59.853 | 18.808 | 455.382 | 391.182 | 1136.751 | 959.8842 | 805.6634
11 | 7 | 18 | 0 | 0 | 17.2 | 2.1 | 0 | 17.2 | 0 | 0 | 0 | 0 | 0
11 | 7 | 19 | 0 | 0 | 15.6 | 2.1 | 0 | 15.6 | 0 | 0 | 0 | 0 | 0
11 | 7 | 20 | 0 | 0 | 15 | 0 | 0 | 15 | 0 | 0 | 0 | 0 | 0
11 | 7 | 21 | 0 | 0 | 13.9 | 0 | 0 | 13.9 | 0 | 0 | 0 | 0 | 0
11 | 7 | 22 | 0 | 0 | 13.3 | 2.6 | 0 | 13.3 | 0 | 0 | 0 | 0 | 0
11 | 7 | 23 | 0 | 0 | 12.2 | 1.5 | 0 | 12.2 | 0 | 0 | 0 | 0 | 0
11 | 8 | 0 | 0 | 0 | 12.2 | 3.1 | 0 | 12.2 | 0 | 0 | 0 | 0 | 0
11 | 8 | 1 | 0 | 0 | 11.1 | 2.6 | 0 | 11.1 | 0 | 0 | 0 | 0 | 0
11 | 8 | 2 | 0 | 0 | 10.6 | 3.1 | 0 | 10.6 | 0 | 0 | 0 | 0 | 0
11 | 8 | 3 | 0 | 0 | 10 | 3.6 | 0 | 10 | 0 | 0 | 0 | 0 | 0
11 | 8 | 4 | 0 | 0 | 9.4 | 2.1 | 0 | 9.4 | 0 | 0 | 0 | 0 | 0
11 | 8 | 5 | 0 | 0 | 8.9 | 3.6 | 0 | 8.9 | 0 | 0 | 0 | 0 | 0
11 | 8 | 6 | 7 | 1 | 8.9 | 3.1 | 2.333 | 7.29 | 17.737 | 0 | 0 | 0 | 0
11 | 8 | 7 | 416 | 27 | 10 | 2.6 | 178.833 | 12.714 | 1448.22 | 1362.943 | 2834.1831 | 2367.0308 | 1994.3519
11 | 8 | 8 | 728 | 48 | 11.7 | 2.6 | 471.011 | 22.319 | 3984.745 | 3830.364 | 6053.9502 | 5094.2817 | 4117.0841
11 | 8 | 9 | 851 | 65 | 14.4 | 2.1 | 715.108 | 32.874 | 5943.553 | 5720.801 | 8653.8742 | 7407.3997 | 5763.309
11 | 8 | 10 | 917 | 77 | 16.7 | 2.6 | 904.377 | 39.094 | 7383.705 | 7102.344 | 10734.2759 | 9339.7255 | 7049.5882
11 | 8 | 11 | 942 | 84 | 18.9 | 1.5 | 1007.997 | 48.071 | 7966.172 | 7659.099 | 11856.9114 | 10329.5948 | 7770.5996
11 | 8 | 12 | 956 | 85 | 20 | 1.5 | 1034.835 | 50.112 | 8115.54 | 7801.688 | 12334.1904 | 10742.1458 | 8070.1233
11 | 8 | 13 | 942 | 81 | 21.1 | 1.5 | 966.631 | 49.492 | 7594.556 | 7304.022 | 12025.6032 | 10479.6576 | 7854.9678
11 | 8 | 14 | 892 | 71 | 22.2 | 1.5 | 806.193 | 46.189 | 6396.686 | 6156.255 | 10819.995 | 9407.2719 | 7051.3417
11 | 8 | 15 | 802 | 55 | 22.2 | 2.1 | 583.754 | 38.151 | 4718.617 | 4540.153 | 8671.2748 | 7496.1629 | 5686.0561
11 | 8 | 16 | 590 | 37 | 21.1 | 2.1 | 301.717 | 29.217 | 2405.791 | 2297.003 | 5311.1809 | 4503.3981 | 3565.5666
11 | 8 | 17 | 103 | 14 | 19.4 | 1.5 | 46.579 | 20 | 361.091 | 298.718 | 753.9012 | 636.5292 | 569.3135
11 | 8 | 18 | 0 | 0 | 17.8 | 0 | 0 | 17.8 | 0 | 0 | 0 | 0 | 0
11 | 8 | 19 | 0 | 0 | 16.7 | 0 | 0 | 16.7 | 0 | 0 | 0 | 0 | 0
11 | 8 | 20 | 0 | 0 | 15.6 | 0 | 0 | 15.6 | 0 | 0 | 0 | 0 | 0
11 | 8 | 21 | 0 | 0 | 14.4 | 0 | 0 | 14.4 | 0 | 0 | 0 | 0 | 0
11 | 8 | 22 | 0 | 0 | 13.9 | 1.5 | 0 | 13.9 | 0 | 0 | 0 | 0 | 0
11 | 8 | 23 | 0 | 0 | 12.8 | 0 | 0 | 12.8 | 0 | 0 | 0 | 0 | 0
11 | 9 | 0 | 0 | 0 | 12.8 | 2.1 | 0 | 12.8 | 0 | 0 | 0 | 0 | 0
11 | 9 | 1 | 0 | 0 | 10.6 | 1.5 | 0 | 10.6 | 0 | 0 | 0 | 0 | 0
11 | 9 | 2 | 0 | 0 | 10.6 | 0 | 0 | 10.6 | 0 | 0 | 0 | 0 | 0
11 | 9 | 3 | 0 | 0 | 10 | 0 | 0 | 10 | 0 | 0 | 0 | 0 | 0
11 | 9 | 4 | 0 | 0 | 8.9 | 0 | 0 | 8.9 | 0 | 0 | 0 | 0 | 0
11 | 9 | 5 | 0 | 0 | 8.9 | 0 | 0 | 8.9 | 0 | 0 | 0 | 0 | 0
11 | 9 | 6 | 4 | 1 | 8.9 | 0 | 1.732 | 5.455 | 13.869 | 0 | 0 | 0 | 0
11 | 9 | 7 | 374 | 29 | 9.4 | 0 | 169.882 | 13.556 | 1379.426 | 1295.718 | 2542.1347 | 2122.0118 | 1820.2121
11 | 9 | 8 | 705 | 51 | 13.9 | 0 | 461.412 | 31.037 | 3786.128 | 3637.95 | 5848.3146 | 4921.052 | 4007.9588
11 | 9 | 9 | 845 | 70 | 17.2 | 0 | 721.907 | 44.719 | 5744.488 | 5529.282 | 8570.8583 | 7334.334 | 5746.7551
11 | 9 | 10 | 905 | 82 | 18.9 | 0 | 898.831 | 53.07 | 6960.733 | 6697.319 | 10569.9808 | 9196.8618 | 6984.0743
11 | 9 | 11 | 933 | 89 | 20.6 | 1.5 | 1004.267 | 49.547 | 7891.981 | 7588.248 | 11723.3354 | 10211.9654 | 7722.525
11 | 9 | 12 | 933 | 90 | 22.2 | 2.1 | 1017.529 | 49.286 | 8005.035 | 7696.206 | 12019.0517 | 10468.7872 | 7911.7763
11 | 9 | 13 | 916 | 86 | 23.3 | 1.5 | 947.999 | 51.025 | 7404.401 | 7122.147 | 11675.6334 | 10175.1059 | 7675.3637
11 | 9 | 14 | 875 | 75 | 24.4 | 1.5 | 796.835 | 47.977 | 6279.682 | 6043.884 | 10595.2411 | 9212.0298 | 6941.5732
11 | 9 | 15 | 776 | 59 | 24.4 | 1.5 | 571.996 | 41.58 | 4565.987 | 4392.683 | 8374.0151 | 7236.7701 | 5530.8783
11 | 9 | 16 | 554 | 39 | 23.3 | 2.1 | 288.961 | 31.05 | 2291.714 | 2185.891 | 4977.4348 | 4219.3681 | 3370.4862
11 | 9 | 17 | 76 | 12 | 21.1 | 2.6 | 37.309 | 21.218 | 291.053 | 230.017 | 555.2099 | 468.7146 | 430.3071
11 | 9 | 18 | 0 | 0 | 18.9 | 2.1 | 0 | 18.9 | 0 | 0 | 0 | 0 | 0
11 | 9 | 19 | 0 | 0 | 17.8 | 1.5 | 0 | 17.8 | 0 | 0 | 0 | 0 | 0
11 | 9 | 20 | 0 | 0 | 16.7 | 1.5 | 0 | 16.7 | 0 | 0 | 0 | 0 | 0
11 | 9 | 21 | 0 | 0 | 15.6 | 1.5 | 0 | 15.6 | 0 | 0 | 0 | 0 | 0
11 | 9 | 22 | 0 | 0 | 14.4 | 2.1 | 0 | 14.4 | 0 | 0 | 0 | 0 | 0
11 | 9 | 23 | 0 | 0 | 14.4 | 2.1 | 0 | 14.4 | 0 | 0 | 0 | 0 | 0
11 | 10 | 0 | 0 | 0 | 12.8 | 2.1 | 0 | 12.8 | 0 | 0 | 0 | 0 | 0
11 | 10 | 1 | 0 | 0 | 12.2 | 1.5 | 0 | 12.2 | 0 | 0 | 0 | 0 | 0
11 | 10 | 2 | 0 | 0 | 11.7 | 0 | 0 | 11.7 | 0 | 0 | 0 | 0 | 0
11 | 10 | 3 | 0 | 0 | 11.1 | 0 | 0 | 11.1 | 0 | 0 | 0 | 0 | 0
11 | 10 | 4 | 0 | 0 | 10.6 | 0 | 0 | 10.6 | 0 | 0 | 0 | 0 | 0
11 | 10 | 5 | 0 | 0 | 10.6 | 0 | 0 | 10.6 | 0 | 0 | 0 | 0 | 0
11 | 10 | 6 | 2 | 1 | 11.1 | 0 | 1.328 | 7.586 | 11.099 | 0 | 0 | 0 | 0
11 | 10 | 7 | 309 | 29 | 11.1 | 0 | 148.791 | 14.301 | 1211.783 | 1131.83 | 2095.4103 | 1748.1812 | 1533.6179
11 | 10 | 8 | 557 | 89 | 13.3 | 0 | 424.64 | 28.99 | 3522.32 | 3382.172 | 4609.0874 | 3878.2233 | 3479.0229
11 | 10 | 9 | 439 | 127 | 16.1 | 2.6 | 485.825 | 27.722 | 4118.506 | 3959.872 | 4441.2022 | 3799.4756 | 3580.983
11 | 10 | 10 | 615 | 178 | 18.9 | 1.5 | 762.11 | 40.26 | 6196.986 | 5964.434 | 7166.574 | 6235.5772 | 5552.6237
11 | 10 | 11 | 837 | 120 | 20.6 | 1.5 | 958.271 | 47.93 | 7577.237 | 7287.462 | 10498.8263 | 9144.0995 | 7184.8113
11 | 10 | 12 | 946 | 85 | 22.8 | 1.5 | 1022.777 | 52.26 | 7954.685 | 7648.131 | 12167.8948 | 10599.5235 | 7968.8261
11 | 10 | 13 | 887 | 87 | 24.4 | 1.5 | 921.839 | 51.412 | 7189.243 | 6916.209 | 11288.6626 | 9838.1142 | 7446.5355
11 | 10 | 14 | 866 | 77 | 25.6 | 1.5 | 798.299 | 49.072 | 6265.053 | 6029.831 | 10468.1813 | 9101.7878 | 6877.8643
11 | 10 | 15 | 793 | 59 | 26.1 | 2.1 | 582.297 | 41.906 | 4642.061 | 4466.195 | 8541.4285 | 7379.0143 | 5634.1471
11 | 10 | 16 | 608 | 33 | 25 | 2.1 | 304.427 | 33.183 | 2389.676 | 2281.31 | 5452.3612 | 4620.8506 | 3628.3931
11 | 10 | 17 | 108 | 12 | 22.2 | 2.1 | 47.456 | 22.734 | 363.397 | 300.98 | 787.5129 | 664.7431 | 577.922
11 | 10 | 18 | 0 | 0 | 21.1 | 1.5 | 0 | 21.1 | 0 | 0 | 0 | 0 | 0
11 | 10 | 19 | 0 | 0 | 18.9 | 0 | 0 | 18.9 | 0 | 0 | 0 | 0 | 0
11 | 10 | 20 | 0 | 0 | 18.3 | 2.1 | 0 | 18.3 | 0 | 0 | 0 | 0 | 0
11 | 10 | 21 | 0 | 0 | 19.4 | 3.1 | 0 | 19.4 | 0 | 0 | 0 | 0 | 0
11 | 10 | 22 | 0 | 0 | 17.8 | 1.5 | 0 | 17.8 | 0 | 0 | 0 | 0 | 0
11 | 10 | 23 | 0 | 0 | 15.6 | 2.1 | 0 | 15.6 | 0 | 0 | 0 | 0 | 0
11 | 11 | 0 | 0 | 0 | 13.9 | 1.5 | 0 | 13.9 | 0 | 0 | 0 | 0 | 0
11 | 11 | 1 | 0 | 0 | 12.8 | 2.1 | 0 | 12.8 | 0 | 0 | 0 | 0 | 0
11 | 11 | 2 | 0 | 0 | 11.7 | 2.1 | 0 | 11.7 | 0 | 0 | 0 | 0 | 0
11 | 11 | 3 | 0 | 0 | 11.7 | 2.1 | 0 | 11.7 | 0 | 0 | 0 | 0 | 0
11 | 11 | 4 | 0 | 0 | 11.1 | 2.1 | 0 | 11.1 | 0 | 0 | 0 | 0 | 0
11 | 11 | 5 | 0 | 0 | 10.6 | 0 | 0 | 10.6 | 0 | 0 | 0 | 0 | 0
11 | 11 | 6 | 0 | 0 | 11.1 | 0 | 0 | 11.1 | 0 | 0 | 0 | 0 | 0
11 | 11 | 7 | 282 | 32 | 11.7 | 0 | 143.164 | 15.427 | 1167.008 | 1088.042 | 0 | 0 | 0
11 | 11 | 8 | 506 | 76 | 13.9 | 0 | 382.766 | 28.016 | 3184.978 | 3054.752 | 4176.5066 | 3514.2262 | 3122.2317
11 | 11 | 9 | 554 | 134 | 18.9 | 0 | 577.94 | 41.257 | 4663.453 | 4486.863 | 5589.8091 | 4780.9302 | 4336.458
11 | 11 | 10 | 698 | 124 | 21.1 | 2.1 | 779.106 | 41.268 | 6310.611 | 6073.593 | 8115.0667 | 7060.7669 | 5771.1514
11 | 11 | 11 | 442 | 195 | 23.9 | 1.5 | 667.559 | 43.567 | 5366.533 | 5165.281 | 5534.5296 | 4819.6971 | 4667.2621
11 | 11 | 12 | 536 | 246 | 25 | 2.1 | 822.179 | 46.343 | 6541.366 | 6295.144 | 6883.7574 | 5997.0674 | 5830.2738
11 | 11 | 13 | 428 | 240 | 26.1 | 2.1 | 671.113 | 44.159 | 5381.672 | 5179.871 | 5438.7891 | 4739.9594 | 4910.7427
11 | 11 | 14 | 299 | 233 | 26.7 | 1.5 | 511.685 | 41.782 | 4134.175 | 3975.039 | 3608.1609 | 3137.2913 | 3748.8607
11 | 11 | 15 | 401 | 126 | 25.6 | 2.1 | 411.443 | 36.299 | 3362.543 | 3227.143 | 4311.3118 | 3723.3722 | 3484.5291
11 | 11 | 16 | 264 | 59 | 25 | 3.1 | 191.279 | 29.084 | 1553.834 | 1466.118 | 2363.1939 | 2002.3286 | 1867.6794
11 | 11 | 17 | 75 | 16 | 22.2 | 2.1 | 42.667 | 22.233 | 337.249 | 275.333 | 545.8967 | 460.733 | 450.4701
11 | 11 | 18 | 0 | 0 | 20 | 1.5 | 0 | 20 | 0 | 0 | 0 | 0 | 0
11 | 11 | 19 | 0 | 0 | 18.9 | 0 | 0 | 18.9 | 0 | 0 | 0 | 0 | 0
11 | 11 | 20 | 0 | 0 | 17.2 | 0 | 0 | 17.2 | 0 | 0 | 0 | 0 | 0
11 | 11 | 21 | 0 | 0 | 16.7 | 0 | 0 | 16.7 | 0 | 0 | 0 | 0 | 0
11 | 11 | 22 | 0 | 0 | 15.6 | 0 | 0 | 15.6 | 0 | 0 | 0 | 0 | 0
11 | 11 | 23 | 0 | 0 | 15.6 | 1.5 | 0 | 15.6 | 0 | 0 | 0 | 0 | 0
11 | 12 | 0 | 0 | 0 | 13.9 | 0 | 0 | 13.9 | 0 | 0 | 0 | 0 | 0
11 | 12 | 1 | 0 | 0 | 13.3 | 0 | 0 | 13.3 | 0 | 0 | 0 | 0 | 0
11 | 12 | 2 | 0 | 0 | 13.3 | 0 | 0 | 13.3 | 0 | 0 | 0 | 0 | 0
11 | 12 | 3 | 0 | 0 | 12.8 | 0 | 0 | 12.8 | 0 | 0 | 0 | 0 | 0
11 | 12 | 4 | 0 | 0 | 11.7 | 1.5 | 0 | 11.7 | 0 | 0 | 0 | 0 | 0
11 | 12 | 5 | 0 | 0 | 11.1 | 0 | 0 | 11.1 | 0 | 0 | 0 | 0 | 0
11 | 12 | 6 | 0 | 0 | 11.1 | 1.5 | 0 | 11.1 | 0 | 0 | 0 | 0 | 0
11 | 12 | 7 | 229 | 32 | 13.3 | 0 | 124.836 | 16.14 | 1021.699 | 945.888 | 0 | 0 | 0
11 | 12 | 8 | 568 | 63 | 16.7 | 0 | 401.274 | 31.281 | 3294.633 | 3161.225 | 4676.2692 | 3934.8053 | 3351.2491
11 | 12 | 9 | 746 | 87 | 20.6 | 1.5 | 669.815 | 39.137 | 5442.439 | 5238.423 | 7506.9091 | 6419.101 | 5207.9849
11 | 12 | 10 | 828 | 104 | 23.9 | 3.6 | 862.671 | 42.937 | 6943.363 | 6680.673 | 9604.1215 | 8356.1657 | 6546.201
11 | 12 | 11 | 793 | 118 | 25.6 | 3.1 | 912.065 | 47.024 | 7236.564 | 6961.517 | 9912.2612 | 8630.75 | 6814.4035
11 | 12 | 12 | 819 | 115 | 26.7 | 3.1 | 944.406 | 48.904 | 7440.508 | 7156.691 | 10502.2559 | 9150.2957 | 7155.947
11 | 12 | 13 | 771 | 122 | 27.8 | 3.1 | 870.349 | 48.425 | 6866.116 | 6606.634 | 9782.7027 | 8525.6232 | 6764.1432
11 | 12 | 14 | 767 | 97 | 28.3 | 2.1 | 742.002 | 48.155 | 5844.287 | 5625.315 | 9240.2373 | 8034.6594 | 6265.2533
11 | 12 | 15 | 630 | 82 | 28.9 | 2.1 | 509.741 | 42.707 | 4056.763 | 3900.101 | 6761.3961 | 5837.4806 | 4695.6991
11 | 12 | 16 | 373 | 51 | 28.3 | 2.1 | 229.828 | 34.372 | 1817.848 | 1723.866 | 3333.1013 | 2823.4929 | 2421.9231
11 | 12 | 17 | 33 | 13 | 26.1 | 2.1 | 20.258 | 25.771 | 159.354 | 100.789 | 239.7753 | 202.3412 | 236.5868
11 | 12 | 18 | 0 | 0 | 23.3 | 1.5 | 0 | 23.3 | 0 | 0 | 0 | 0 | 0
11 | 12 | 19 | 0 | 0 | 21.7 | 0 | 0 | 21.7 | 0 | 0 | 0 | 0 | 0
11 | 12 | 20 | 0 | 0 | 19.4 | 2.1 | 0 | 19.4 | 0 | 0 | 0 | 0 | 0
11 | 12 | 21 | 0 | 0 | 18.9 | 0 | 0 | 18.9 | 0 | 0 | 0 | 0 | 0
11 | 12 | 22 | 0 | 0 | 17.8 | 0 | 0 | 17.8 | 0 | 0 | 0 | 0 | 0
11 | 12 | 23 | 0 | 0 | 17.8 | 2.1 | 0 | 17.8 | 0 | 0 | 0 | 0 | 0
11 | 13 | 0 | 0 | 0 | 18.3 | 2.1 | 0 | 18.3 | 0 | 0 | 0 | 0 | 0
11 | 13 | 1 | 0 | 0 | 17.2 | 2.1 | 0 | 17.2 | 0 | 0 | 0 | 0 | 0
11 | 13 | 2 | 0 | 0 | 17.8 | 1.5 | 0 | 17.8 | 0 | 0 | 0 | 0 | 0
11 | 13 | 3 | 0 | 0 | 16.1 | 2.1 | 0 | 16.1 | 0 | 0 | 0 | 0 | 0
11 | 13 | 4 | 0 | 0 | 18.9 | 3.1 | 0 | 18.9 | 0 | 0 | 0 | 0 | 0
11 | 13 | 5 | 0 | 0 | 18.9 | 3.1 | 0 | 18.9 | 0 | 0 | 0 | 0 | 0
11 | 13 | 6 | 0 | 0 | 18.3 | 3.1 | 0 | 18.3 | 0 | 0 | 0 | 0 | 0
11 | 13 | 7 | 340 | 27 | 19.4 | 4.6 | 157.57 | 21.328 | 1248.622 | 1167.852 | 0 | 0 | 0
11 | 13 | 8 | 642 | 53 | 20.6 | 4.6 | 426.648 | 28.295 | 3534.347 | 3393.838 | 5271.8268 | 4436.0952 | 3660.2467
11 | 13 | 9 | 800 | 57 | 21.7 | 4.1 | 662.517 | 35.361 | 5454.807 | 5250.339 | 8028.4665 | 6863.5421 | 5332.1569
11 | 13 | 10 | 862 | 69 | 22.8 | 3.6 | 840.501 | 41.374 | 6803.535 | 6546.635 | 9975.0931 | 8678.6222 | 6540.1975
11 | 13 | 11 | 782 | 126 | 23.9 | 3.1 | 915.767 | 45.41 | 7310.371 | 7032.166 | 9757.6661 | 8494.8847 | 6773.6487
11 | 13 | 12 | 881 | 69 | 25 | 5.2 | 936.972 | 43.014 | 7547.76 | 7259.274 | 11280.1475 | 9828.8382 | 7321.6779
11 | 13 | 13 | 840 | 71 | 25.6 | 5.7 | 856.717 | 41.272 | 6942.23 | 6679.587 | 10642.3377 | 9274.507 | 6946.0858
11 | 13 | 14 | 773 | 76 | 25.6 | 5.2 | 721.479 | 39.491 | 5869.263 | 5649.343 | 9297.2149 | 8084.5158 | 6159.9529
11 | 13 | 15 | 582 | 79 | 25.6 | 4.6 | 476.141 | 35.364 | 3893.625 | 3742.107 | 6235.5277 | 5381.8014 | 4353.2999
11 | 13 | 16 | 498 | 37 | 24.4 | 5.2 | 263.634 | 29.028 | 2107.541 | 2006.411 | 4442.6674 | 3762.5989 | 3024.1344
11 | 13 | 17 | 80 | 11 | 22.8 | 4.1 | 30.421 | 22.641 | 228.626 | 168.769 | 580.2953 | 489.6305 | 440.0848
11 | 13 | 18 | 0 | 0 | 21.1 | 3.1 | 0 | 21.1 | 0 | 0 | 0 | 0 | 0
11 | 13 | 19 | 0 | 0 | 20 | 3.6 | 0 | 20 | 0 | 0 | 0 | 0 | 0
11 | 13 | 20 | 0 | 0 | 18.9 | 2.6 | 0 | 18.9 | 0 | 0 | 0 | 0 | 0
11 | 13 | 21 | 0 | 0 | 17.2 | 4.1 | 0 | 17.2 | 0 | 0 | 0 | 0 | 0
11 | 13 | 22 | 0 | 0 | 16.7 | 3.1 | 0 | 16.7 | 0 | 0 | 0 | 0 | 0
11 | 13 | 23 | 0 | 0 | 15.6 | 2.1 | 0 | 15.6 | 0 | 0 | 0 | 0 | 0
11 | 14 | 0 | 0 | 0 | 15.6 | 3.6 | 0 | 15.6 | 0 | 0 | 0 | 0 | 0
11 | 14 | 1 | 0 | 0 | 14.4 | 3.1 | 0 | 14.4 | 0 | 0 | 0 | 0 | 0
11 | 14 | 2 | 0 | 0 | 14.4 | 3.1 | 0 | 14.4 | 0 | 0 | 0 | 0 | 0
11 | 14 | 3 | 0 | 0 | 14.4 | 3.1 | 0 | 14.4 | 0 | 0 | 0 | 0 | 0
11 | 14 | 4 | 0 | 0 | 14.4 | 4.6 | 0 | 14.4 | 0 | 0 | 0 | 0 | 0
11 | 14 | 5 | 0 | 0 | 13.9 | 4.1 | 0 | 13.9 | 0 | 0 | 0 | 0 | 0
11 | 14 | 6 | 0 | 0 | 13.9 | 5.2 | 0 | 13.9 | 0 | 0 | 0 | 0 | 0
11 | 14 | 7 | 265 | 29 | 14.4 | 4.6 | 135.874 | 15.824 | 1107.891 | 1030.218 | 0 | 0 | 0
11 | 14 | 8 | 619 | 61 | 16.1 | 4.6 | 425.388 | 23.679 | 3584.004 | 3441.999 | 5069.6614 | 4266.2186 | 3585.9401
11 | 14 | 9 | 751 | 89 | 17.8 | 5.2 | 674.042 | 30.068 | 5658.882 | 5446.879 | 7516.0431 | 6424.1007 | 5229.8987
11 | 14 | 10 | 835 | 102 | 18.9 | 3.6 | 864.085 | 38.101 | 7079.858 | 6811.452 | 9639.8796 | 8386.5741 | 6557.345
11 | 14 | 11 | 863 | 112 | 21.1 | 3.6 | 969.022 | 42.872 | 7809.261 | 7509.229 | 10749.5133 | 9356.9877 | 7282.9455
11 | 14 | 12 | 741 | 152 | 22.2 | 3.1 | 917.379 | 44.088 | 7360.515 | 7080.154 | 9473.2779 | 8255.0069 | 6777.0535
11 | 14 | 13 | 552 | 204 | 22.8 | 2.6 | 757.797 | 42.067 | 6123.8 | 5894.1 | 6983.2576 | 6085.4199 | 5609.1599
11 | 14 | 14 | 569 | 193 | 23.3 | 3.1 | 691.494 | 39.655 | 5626.429 | 5415.634 | 6832.5797 | 5941.6025 | 5442.561
11 | 14 | 15 | 147 | 143 | 24.4 | 3.1 | 251.847 | 30.565 | 2110.131 | 2008.936 | 1572.3392 | 1356.6562 | 1916.8361
11 | 14 | 16 | 189 | 72 | 23.3 | 2.1 | 170.056 | 26.944 | 1403.689 | 1319.43 | 1683.3803 | 1425.3984 | 1528.3405
11 | 14 | 17 | 13 | 14 | 22.8 | 1.5 | 16.165 | 22.046 | 134.753 | 76.642 | 94.1454 | 79.425 | 150.5289
11 | 14 | 18 | 0 | 0 | 21.1 | 2.6 | 0 | 21.1 | 0 | 0 | 0 | 0 | 0
11 | 14 | 19 | 0 | 0 | 20 | 2.6 | 0 | 20 | 0 | 0 | 0 | 0 | 0
11 | 14 | 20 | 0 | 0 | 18.9 | 2.1 | 0 | 18.9 | 0 | 0 | 0 | 0 | 0
11 | 14 | 21 | 0 | 0 | 18.9 | 2.1 | 0 | 18.9 | 0 | 0 | 0 | 0 | 0
11 | 14 | 22 | 0 | 0 | 18.3 | 2.6 | 0 | 18.3 | 0 | 0 | 0 | 0 | 0
11 | 14 | 23 | 0 | 0 | 17.8 | 2.1 | 0 | 17.8 | 0 | 0 | 0 | 0 | 0
11 | 15 | 0 | 0 | 0 | 17.8 | 2.1 | 0 | 17.8 | 0 | 0 | 0 | 0 | 0
11 | 15 | 1 | 0 | 0 | 17.8 | 3.1 | 0 | 17.8 | 0 | 0 | 0 | 0 | 0
11 | 15 | 2 | 0 | 0 | 17.2 | 2.6 | 0 | 17.2 | 0 | 0 | 0 | 0 | 0
11 | 15 | 3 | 0 | 0 | 16.7 | 3.1 | 0 | 16.7 | 0 | 0 | 0 | 0 | 0
11 | 15 | 4 | 0 | 0 | 16.1 | 1.5 | 0 | 16.1 | 0 | 0 | 0 | 0 | 0
11 | 15 | 5 | 0 | 0 | 15.6 | 2.1 | 0 | 15.6 | 0 | 0 | 0 | 0 | 0
11 | 15 | 6 | 0 | 0 | 14.4 | 1.5 | 0 | 14.4 | 0 | 0 | 0 | 0 | 0
11 | 15 | 7 | 136 | 32 | 13.9 | 0 | 96.171 | 14.99 | 805.651 | 734.399 | 0 | 0 | 0
11 | 15 | 8 | 437 | 89 | 17.2 | 1.5 | 354.26 | 25.907 | 2972.601 | 2848.424 | 3569.6039 | 3004.1153 | 2826.763
11 | 15 | 9 | 555 | 139 | 18.9 | 1.5 | 582.101 | 34.936 | 4806.237 | 4624.775 | 5539.0691 | 4733.3826 | 4342.5498
11 | 15 | 10 | 721 | 156 | 22.2 | 3.1 | 831.117 | 41.305 | 6730.568 | 6476.664 | 8304.0556 | 7223.9885 | 6104.2704
11 | 15 | 11 | 687 | 180 | 24.4 | 2.1 | 885.675 | 47.75 | 7007.851 | 6742.468 | 8542.271 | 7434.5935 | 6395.0498
11 | 15 | 12 | 507 | 231 | 25 | 2.1 | 775.685 | 45.819 | 6183.481 | 5951.457 | 6471.978 | 5639.9872 | 5479.282
11 | 15 | 13 | 484 | 251 | 26.1 | 2.1 | 747.81 | 45.901 | 5957.224 | 5733.95 | 6114.1236 | 5327.6886 | 5394.4411
11 | 15 | 14 | 637 | 139 | 26.7 | 2.1 | 689.734 | 44.991 | 5499.691 | 5293.579 | 7637.0439 | 6641.4432 | 5571.4838
11 | 15 | 15 | 445 | 141 | 26.1 | 2.1 | 455.637 | 38.437 | 3694.189 | 3548.837 | 4752.1757 | 4099.1074 | 3855.786
11 | 15 | 16 | 32 | 61 | 25 | 2.1 | 77.481 | 26.884 | 653.673 | 585.532 | 284.5825 | 240.9219 | 580.3484
11 | 15 | 17 | 1 | 5 | 23.9 | 1.5 | 4.843 | 22.473 | 41.584 | 0 | 7.2307 | 6.0993 | 36.9776
11 | 15 | 18 | 0 | 0 | 23.3 | 1.5 | 0 | 23.3 | 0 | 0 | 0 | 0 | 0
11 | 15 | 19 | 0 | 0 | 21.7 | 0 | 0 | 21.7 | 0 | 0 | 0 | 0 | 0
11 | 15 | 20 | 0 | 0 | 20.6 | 1.5 | 0 | 20.6 | 0 | 0 | 0 | 0 | 0
11 | 15 | 21 | 0 | 0 | 19.4 | 0 | 0 | 19.4 | 0 | 0 | 0 | 0 | 0
11 | 15 | 22 | 0 | 0 | 19.4 | 1.5 | 0 | 19.4 | 0 | 0 | 0 | 0 | 0
11 | 15 | 23 | 0 | 0 | 18.3 | 1.5 | 0 | 18.3 | 0 | 0 | 0 | 0 | 0
11 | 16 | 0 | 0 | 0 | 17.8 | 2.1 | 0 | 17.8 | 0 | 0 | 0 | 0 | 0
11 | 16 | 1 | 0 | 0 | 17.8 | 2.1 | 0 | 17.8 | 0 | 0 | 0 | 0 | 0
11 | 16 | 2 | 0 | 0 | 17.8 | 3.1 | 0 | 17.8 | 0 | 0 | 0 | 0 | 0
11 | 16 | 3 | 0 | 0 | 17.8 | 2.6 | 0 | 17.8 | 0 | 0 | 0 | 0 | 0
11 | 16 | 4 | 0 | 0 | 15.6 | 1.5 | 0 | 15.6 | 0 | 0 | 0 | 0 | 0
11 | 16 | 5 | 0 | 0 | 15.6 | 0 | 0 | 15.6 | 0 | 0 | 0 | 0 | 0
11 | 16 | 6 | 0 | 0 | 15.6 | 1.5 | 0 | 15.6 | 0 | 0 | 0 | 0 | 0
11 | 16 | 7 | 29 | 49 | 15 | 2.6 | 71.746 | 15.036 | 627.814 | 560.194 | 0 | 0 | 0
11 | 16 | 8 | 438 | 89 | 18.3 | 2.1 | 354.427 | 26.172 | 2970.667 | 2846.544 | 3568.2227 | 3003.2288 | 2826.0585
11 | 16 | 9 | 373 | 148 | 20 | 2.1 | 459.736 | 31.49 | 3846.21 | 3696.17 | 3712.2417 | 3171.6616 | 3274.9848
11 | 16 | 10 | 237 | 221 | 22.2 | 2.1 | 465.826 | 34.146 | 3874.714 | 3723.786 | 2723.1335 | 2368.777 | 3134.7535
11 | 16 | 11 | 228 | 310 | 23.3 | 1.5 | 565.877 | 39.193 | 4623.916 | 4448.663 | 2830.0265 | 2462.7074 | 3790.5441
11 | 16 | 12 | 409 | 251 | 23.9 | 1.5 | 687.671 | 43.377 | 5532.476 | 5325.157 | 5213.195 | 4543.2073 | 4847.2136
11 | 16 | 13 | 478 | 217 | 24.4 | 1 | 704.868 | 46.717 | 5597.61 | 5387.885 | 6029.7028 | 5253.725 | 5115.8872
11 | 16 | 14 | 305 | 208 | 24.4 | 0 | 487.478 | 45.599 | 3881.882 | 3730.73 | 3651.0213 | 3175.1921 | 3608.3647
11 | 16 | 15 | 151 | 206 | 24.4 | 1.5 | 337.403 | 34.107 | 2795.36 | 2676.113 | 1610.0471 | 1388.395 | 2359.231
11 | 16 | 16 | 49 | 61 | 23.9 | 0 | 84.894 | 28.479 | 708.606 | 639.349 | 435.1357 | 368.308 | 674.5671
11 | 16 | 17 | 7 | 13 | 23.3 | 0 | 13.735 | 21.598 | 116.479 | 58.704 | 50.5401 | 42.6257 | 116.3202
11 | 16 | 18 | 0 | 0 | 22.2 | 0 | 0 | 22.2 | 0 | 0 | 0 | 0 | 0
11 | 16 | 19 | 0 | 0 | 21.1 | 0 | 0 | 21.1 | 0 | 0 | 0 | 0 | 0
11 | 16 | 20 | 0 | 0 | 20.6 | 0 | 0 | 20.6 | 0 | 0 | 0 | 0 | 0
11 | 16 | 21 | 0 | 0 | 19.4 | 0 | 0 | 19.4 | 0 | 0 | 0 | 0 | 0
11 | 16 | 22 | 0 | 0 | 19.4 | 0 | 0 | 19.4 | 0 | 0 | 0 | 0 | 0
11 | 16 | 23 | 0 | 0 | 18.9 | 0 | 0 | 18.9 | 0 | 0 | 0 | 0 | 0
11 | 17 | 0 | 0 | 0 | 17.8 | 1.5 | 0 | 17.8 | 0 | 0 | 0 | 0 | 0
11 | 17 | 1 | 0 | 0 | 17.2 | 2.1 | 0 | 17.2 | 0 | 0 | 0 | 0 | 0
11 | 17 | 2 | 0 | 0 | 16.7 | 2.1 | 0 | 16.7 | 0 | 0 | 0 | 0 | 0
11 | 17 | 3 | 0 | 0 | 16.7 | 0 | 0 | 16.7 | 0 | 0 | 0 | 0 | 0
11 | 17 | 4 | 0 | 0 | 16.1 | 2.1 | 0 | 16.1 | 0 | 0 | 0 | 0 | 0
11 | 17 | 5 | 0 | 0 | 16.7 | 3.1 | 0 | 16.7 | 0 | 0 | 0 | 0 | 0
11 | 17 | 6 | 0 | 0 | 16.1 | 2.1 | 0 | 16.1 | 0 | 0 | 0 | 0 | 0
11 | 17 | 7 | 26 | 39 | 16.7 | 1.5 | 53.771 | 16.235 | 467.064 | 402.636 | 0 | 0 | 0
11 | 17 | 8 | 455 | 97 | 20 | 3.1 | 372.392 | 27.397 | 3108.085 | 2980.067 | 3696.7353 | 3111.7281 | 2959.4097
11 | 17 | 9 | 265 | 222 | 21.1 | 2.6 | 446.112 | 31.57 | 3735.619 | 3588.996 | 2629.9496 | 2246.5572 | 3097.8618
11 | 17 | 10 | 297 | 201 | 22.8 | 1.5 | 493.507 | 36.667 | 4066.868 | 3909.884 | 3404.3937 | 2961.134 | 3417.3932
11 | 17 | 11 | 71 | 223 | 22.8 | 1.5 | 296.586 | 31.393 | 2493.282 | 2382.19 | 879.7397 | 765.4512 | 2023.9325
11 | 17 | 12 | 7 | 220 | 23.3 | 2.1 | 217.352 | 28.328 | 1847.428 | 1752.729 | 89.0914 | 77.6435 | 1523.7369
11 | 17 | 13 | 5 | 189 | 23.9 | 1.5 | 183.775 | 28.247 | 1562.46 | 1474.542 | 62.9836 | 54.8733 | 1300.6508
11 | 17 | 14 | 11 | 202 | 24.4 | 1.5 | 206.612 | 29.28 | 1749.934 | 1657.587 | 131.4777 | 114.3473 | 1428.0887
11 | 17 | 15 | 8 | 126 | 23.9 | 0 | 126.802 | 28.834 | 1075.117 | 998.155 | 85.174 | 73.4284 | 890.6287
11 | 17 | 16 | 2 | 67 | 23.9 | 1.5 | 68.766 | 24.555 | 591.789 | 524.893 | 17.7363 | 15.0097 | 452.807
11 | 17 | 17 | 1 | 11 | 23.3 | 1.5 | 10.349 | 21.977 | 89.513 | 32.233 | 7.2098 | 6.0799 | 75.8018
11 | 17 | 18 | 0 | 0 | 22.8 | 1.5 | 0 | 22.8 | 0 | 0 | 0 | 0 | 0
11 | 17 | 19 | 0 | 0 | 21.7 | 0 | 0 | 21.7 | 0 | 0 | 0 | 0 | 0
11 | 17 | 20 | 0 | 0 | 22.2 | 0 | 0 | 22.2 | 0 | 0 | 0 | 0 | 0
11 | 17 | 21 | 0 | 0 | 21.7 | 0 | 0 | 21.7 | 0 | 0 | 0 | 0 | 0
11 | 17 | 22 | 0 | 0 | 21.1 | 1.5 | 0 | 21.1 | 0 | 0 | 0 | 0 | 0
11 | 17 | 23 | 0 | 0 | 21.1 | 2.1 | 0 | 21.1 | 0 | 0 | 0 | 0 | 0
11 | 18 | 0 | 0 | 0 | 21.1 | 2.1 | 0 | 21.1 | 0 | 0 | 0 | 0 | 0
11 | 18 | 1 | 0 | 0 | 20.6 | 2.1 | 0 | 20.6 | 0 | 0 | 0 | 0 | 0
11 | 18 | 2 | 0 | 0 | 20.6 | 2.1 | 0 | 20.6 | 0 | 0 | 0 | 0 | 0
11 | 18 | 3 | 0 | 0 | 20 | 2.1 | 0 | 20 | 0 | 0 | 0 | 0 | 0
11 | 18 | 4 | 0 | 0 | 20 | 2.6 | 0 | 20 | 0 | 0 | 0 | 0 | 0
11 | 18 | 5 | 0 | 0 | 19.4 | 2.1 | 0 | 19.4 | 0 | 0 | 0 | 0 | 0
11 | 18 | 6 | 0 | 0 | 18.9 | 2.6 | 0 | 18.9 | 0 | 0 | 0 | 0 | 0
11 | 18 | 7 | 0 | 29 | 20 | 3.6 | 27.689 | 19.151 | 242.996 | 182.869 | 0 | 0 | 0
11 | 18 | 8 | 4 | 76 | 19.4 | 0 | 72.871 | 19.47 | 638.203 | 570.374 | 32.4106 | 27.285 | 517.8542
11 | 18 | 9 | 100 | 177 | 20.6 | 3.1 | 258.471 | 25.372 | 2214.984 | 2111.13 | 989.6182 | 845.2019 | 1785.8112
11 | 18 | 10 | 30 | 190 | 22.2 | 2.1 | 220.455 | 27.175 | 1881.054 | 1785.537 | 343.0566 | 298.3608 | 1476.2252
11 | 18 | 11 | 1 | 196 | 23.3 | 2.6 | 186.78 | 27.007 | 1595.02 | 1506.342 | 12.3691 | 10.7608 | 1316.3353
11 | 18 | 12 | 222 | 312 | 25.6 | 4.6 | 565.806 | 36.231 | 4673.999 | 4497.051 | 2821.329 | 2458.8169 | 3799.8697
11 | 18 | 13 | 283 | 301 | 22.8 | 2.6 | 598.187 | 37.415 | 4918.665 | 4733.317 | 3559.9457 | 3101.2504 | 4174.973
11 | 18 | 14 | 270 | 188 | 25 | 1.5 | 436.143 | 37.814 | 3575.069 | 3433.335 | 3222.4414 | 2802.7022 | 3214.4282
11 | 18 | 15 | 103 | 151 | 25 | 2.6 | 236.11 | 30.536 | 1981.623 | 1883.635 | 1095.0564 | 943.8016 | 1677.0716
11 | 18 | 16 | 108 | 57 | 23.3 | 4.1 | 111.037 | 24.845 | 927.368 | 853.567 | 956.5179 | 809.3375 | 974.5968
11 | 18 | 17 | 18 | 12 | 22.8 | 2.6 | 15.722 | 21.905 | 128.891 | 70.888 | 129.6042 | 109.2779 | 160.147
11 | 18 | 18 | 0 | 0 | 20.6 | 2.1 | 0 | 20.6 | 0 | 0 | 0 | 0 | 0
11 | 18 | 19 | 0 | 0 | 19.4 | 2.1 | 0 | 19.4 | 0 | 0 | 0 | 0 | 0
11 | 18 | 20 | 0 | 0 | 18.3 | 1.5 | 0 | 18.3 | 0 | 0 | 0 | 0 | 0
11 | 18 | 21 | 0 | 0 | 18.3 | 1.5 | 0 | 18.3 | 0 | 0 | 0 | 0 | 0
11 | 18 | 22 | 0 | 0 | 18.9 | 0 | 0 | 18.9 | 0 | 0 | 0 | 0 | 0
11 | 18 | 23 | 0 | 0 | 18.3 | 0 | 0 | 18.3 | 0 | 0 | 0 | 0 | 0
11 | 19 | 0 | 0 | 0 | 17.2 | 0 | 0 | 17.2 | 0 | 0 | 0 | 0 | 0
11 | 19 | 1 | 0 | 0 | 16.7 | 0 | 0 | 16.7 | 0 | 0 | 0 | 0 | 0
11 | 19 | 2 | 0 | 0 | 16.1 | 0 | 0 | 16.1 | 0 | 0 | 0 | 0 | 0
11 | 19 | 3 | 0 | 0 | 16.1 | 0 | 0 | 16.1 | 0 | 0 | 0 | 0 | 0
11 | 19 | 4 | 0 | 0 | 15 | 0 | 0 | 15 | 0 | 0 | 0 | 0 | 0
11 | 19 | 5 | 0 | 0 | 15 | 0 | 0 | 15 | 0 | 0 | 0 | 0 | 0
11 | 19 | 6 | 0 | 0 | 15 | 0 | 0 | 15 | 0 | 0 | 0 | 0 | 0
11 | 19 | 7 | 132 | 28 | 16.1 | 1.5 | 91.073 | 16.752 | 757.6 | 687.34 | 0 | 0 | 0
11 | 19 | 8 | 490 | 62 | 17.8 | 1.5 | 353.897 | 26.477 | 2953.636 | 2829.992 | 3959.448 | 3333.7261 | 2895.9571
11 | 19 | 9 | 590 | 119 | 18.9 | 2.1 | 586.757 | 33.649 | 4864.555 | 4681.083 | 5822.0947 | 4971.617 | 4389.6671
11 | 19 | 10 | 461 | 197 | 21.1 | 1.5 | 644.922 | 39.601 | 5256.527 | 5059.245 | 5259.0414 | 4573.3539 | 4523.8254
11 | 19 | 11 | 668 | 160 | 21.1 | 1.5 | 842.43 | 45.02 | 6734.504 | 6480.438 | 8248.197 | 7174.8831 | 6082.2211
11 | 19 | 12 | 529 | 214 | 22.8 | 2.1 | 775.491 | 43.572 | 6234.121 | 6000.114 | 6713.1522 | 5850.5229 | 5511.9697
11 | 19 | 13 | 725 | 121 | 23.3 | 2.6 | 823.149 | 43.716 | 6609.754 | 6360.77 | 9107.6455 | 7933.3512 | 6345.815
11 | 19 | 14 | 710 | 98 | 23.9 | 2.1 | 699.609 | 42.722 | 5623.865 | 5413.165 | 8461.7361 | 7359.8468 | 5800.4297
11 | 19 | 15 | 624 | 74 | 23.9 | 2.1 | 496.291 | 37.313 | 4027.478 | 3871.746 | 6625.1195 | 5708.6114 | 4561.0105
11 | 19 | 16 | 351 | 46 | 23.3 | 2.6 | 216.591 | 28.504 | 1749.877 | 1657.531 | 3104.9029 | 2626.737 | 2247.2602
11 | 19 | 17 | 19 | 10 | 21.7 | 2.1 | 14.179 | 21.036 | 115.424 | 57.668 | 136.6324 | 115.1883 | 151.6819
11 | 19 | 18 | 0 | 0 | 20.6 | 2.1 | 0 | 20.6 | 0 | 0 | 0 | 0 | 0
11 | 19 | 19 | 0 | 0 | 19.4 | 1.5 | 0 | 19.4 | 0 | 0 | 0 | 0 | 0
11 | 19 | 20 | 0 | 0 | 18.9 | 0 | 0 | 18.9 | 0 | 0 | 0 | 0 | 0
11 | 19 | 21 | 0 | 0 | 18.3 | 0 | 0 | 18.3 | 0 | 0 | 0 | 0 | 0
11 | 19 | 22 | 0 | 0 | 17.8 | 0 | 0 | 17.8 | 0 | 0 | 0 | 0 | 0
11 | 19 | 23 | 0 | 0 | 17.2 | 0 | 0 | 17.2 | 0 | 0 | 0 | 0 | 0
11 | 20 | 0 | 0 | 0 | 16.7 | 1.5 | 0 | 16.7 | 0 | 0 | 0 | 0 | 0
11 | 20 | 1 | 0 | 0 | 16.1 | 1.5 | 0 | 16.1 | 0 | 0 | 0 | 0 | 0
11 | 20 | 2 | 0 | 0 | 15 | 0 | 0 | 15 | 0 | 0 | 0 | 0 | 0
11 | 20 | 3 | 0 | 0 | 14.4 | 0 | 0 | 14.4 | 0 | 0 | 0 | 0 | 0
11 | 20 | 4 | 0 | 0 | 14.4 | 0 | 0 | 14.4 | 0 | 0 | 0 | 0 | 0
11 | 20 | 5 | 0 | 0 | 13.3 | 0 | 0 | 13.3 | 0 | 0 | 0 | 0 | 0
11 | 20 | 6 | 0 | 0 | 13.3 | 0 | 0 | 13.3 | 0 | 0 | 0 | 0 | 0
11 | 20 | 7 | 149 | 29 | 14.4 | 2.1 | 98.504 | 15.178 | 821.609 | 750.026 | 0 | 0 | 0
11 | 20 | 8 | 522 | 62 | 16.7 | 2.6 | 370.312 | 24.564 | 3109.407 | 2981.352 | 4206.4284 | 3542.1966 | 3051.5903
11 | 20 | 9 | 696 | 87 | 18.9 | 3.6 | 625.819 | 32.274 | 5210.454 | 5014.823 | 6848.4301 | 5847.0601 | 4813.7368
11 | 20 | 10 | 775 | 105 | 21.1 | 2.6 | 813.512 | 40.984 | 6593.963 | 6345.618 | 8820.0231 | 7669.1089 | 6085.6055
11 | 20 | 11 | 816 | 115 | 22.8 | 2.6 | 921.358 | 45.596 | 7349.043 | 7069.177 | 10058.2103 | 8748.4127 | 6881.891
11 | 20 | 12 | 828 | 117 | 25 | 3.1 | 947.44 | 47.346 | 7508.185 | 7221.427 | 10492.4994 | 9143.9777 | 7162.2485
11 | 20 | 13 | 807 | 111 | 25.6 | 2.6 | 878.862 | 47.645 | 6952.923 | 6689.835 | 10124.2972 | 8818.0199 | 6897.0077
11 | 20 | 14 | 749 | 97 | 26.7 | 2.6 | 728.856 | 45.092 | 5806.807 | 5589.254 | 8914.1859 | 7753.6747 | 6069.2664
11 | 20 | 15 | 629 | 75 | 26.7 | 2.1 | 500.667 | 40.27 | 4019.045 | 3863.58 | 6669.5703 | 5745.5623 | 4595.2281
11 | 20 | 16 | 361 | 46 | 26.1 | 0 | 220.963 | 37.04 | 1730.593 | 1638.708 | 3189.735 | 2698.1116 | 2300.4928
11 | 20 | 17 | 17 | 9 | 24.4 | 1.5 | 12.761 | 23.806 | 102.958 | 45.431 | 122.1061 | 102.9284 | 135.9722
11 | 20 | 18 | 0 | 0 | 23.3 | 3.1 | 0 | 23.3 | 0 | 0 | 0 | 0 | 0
11 | 20 | 19 | 0 | 0 | 21.1 | 0 | 0 | 21.1 | 0 | 0 | 0 | 0 | 0
11 | 20 | 20 | 0 | 0 | 20 | 2.1 | 0 | 20 | 0 | 0 | 0 | 0 | 0
11 | 20 | 21 | 0 | 0 | 18.9 | 0 | 0 | 18.9 | 0 | 0 | 0 | 0 | 0
11 | 20 | 22 | 0 | 0 | 18.3 | 0 | 0 | 18.3 | 0 | 0 | 0 | 0 | 0
11 | 20 | 23 | 0 | 0 | 17.8 | 0 | 0 | 17.8 | 0 | 0 | 0 | 0 | 0
11 | 21 | 0 | 0 | 0 | 16.1 | 2.1 | 0 | 16.1 | 0 | 0 | 0 | 0 | 0
11 | 21 | 1 | 0 | 0 | 16.1 | 1.5 | 0 | 16.1 | 0 | 0 | 0 | 0 | 0
11 | 21 | 2 | 0 | 0 | 15.6 | 0 | 0 | 15.6 | 0 | 0 | 0 | 0 | 0
11 | 21 | 3 | 0 | 0 | 15 | 2.1 | 0 | 15 | 0 | 0 | 0 | 0 | 0
11 | 21 | 4 | 0 | 0 | 15 | 2.6 | 0 | 15 | 0 | 0 | 0 | 0 | 0
11 | 21 | 5 | 0 | 0 | 15 | 2.1 | 0 | 15 | 0 | 0 | 0 | 0 | 0
11 | 21 | 6 | 0 | 0 | 14.4 | 2.1 | 0 | 14.4 | 0 | 0 | 0 | 0 | 0
11 | 21 | 7 | 281 | 22 | 15 | 3.6 | 135.367 | 16.538 | 1096.182 | 1018.763 | 0 | 0 | 0
11 | 21 | 8 | 659 | 47 | 17.2 | 3.6 | 421.941 | 25.544 | 3520.17 | 3380.086 | 5295.7398 | 4460.197 | 3639.1
11 | 21 | 9 | 812 | 61 | 18.9 | 2.1 | 673.01 | 36.034 | 5524.114 | 5317.103 | 7966.8902 | 6800.8879 | 5335.1884
11 | 21 | 10 | 889 | 68 | 21.7 | 1.5 | 852.14 | 45.937 | 6778.94 | 6523.053 | 10093.3366 | 8775.0914 | 6618.028
11 | 21 | 11 | 916 | 74 | 23.3 | 1.5 | 954.42 | 50.663 | 7466.853 | 7181.893 | 11271.4072 | 9802.6717 | 7345.5006
11 | 21 | 12 | 924 | 76 | 24.4 | 1.5 | 978.145 | 52.622 | 7595.97 | 7305.373 | 11692.4854 | 10189.2856 | 7617.9403
11 | 21 | 13 | 907 | 72 | 25 | 1.5 | 912.119 | 51.59 | 7107.178 | 6837.62 | 11364.0899 | 9896.8207 | 7390.1636
11 | 21 | 14 | 865 | 63 | 25.6 | 3.6 | 767.534 | 43.067 | 6159.339 | 5928.256 | 10280.979 | 8942.852 | 6674.1058
11 | 21 | 15 | 767 | 49 | 25.6 | 2.6 | 547.238 | 39.487 | 4398.413 | 4230.683 | 8122.8707 | 6995.9659 | 5315.1733
11 | 21 | 16 | 539 | 32 | 25 | 2.6 | 276.608 | 31.824 | 2185.863 | 2082.751 | 4757.493 | 4023.6941 | 3190.0775
11 | 21 | 17 | 66 | 9 | 22.8 | 3.1 | 25.851 | 22.604 | 196.047 | 136.799 | 473.5394 | 399.1166 | 359.7248
11 | 21 | 18 | 0 | 0 | 21.7 | 0 | 0 | 21.7 | 0 | 0 | 0 | 0 | 0
11 | 21 | 19 | 0 | 0 | 20 | 2.1 | 0 | 20 | 0 | 0 | 0 | 0 | 0
11 | 21 | 20 | 0 | 0 | 19.4 | 0 | 0 | 19.4 | 0 | 0 | 0 | 0 | 0
11 | 21 | 21 | 0 | 0 | 18.9 | 0 | 0 | 18.9 | 0 | 0 | 0 | 0 | 0
11 | 21 | 22 | 0 | 0 | 18.3 | 2.6 | 0 | 18.3 | 0 | 0 | 0 | 0 | 0
11 | 21 | 23 | 0 | 0 | 17.2 | 2.1 | 0 | 17.2 | 0 | 0 | 0 | 0 | 0
11 | 22 | 0 | 0 | 0 | 16.7 | 1.5 | 0 | 16.7 | 0 | 0 | 0 | 0 | 0
11 | 22 | 1 | 0 | 0 | 16.1 | 0 | 0 | 16.1 | 0 | 0 | 0 | 0 | 0
11 | 22 | 2 | 0 | 0 | 13.9 | 2.1 | 0 | 13.9 | 0 | 0 | 0 | 0 | 0
11 | 22 | 3 | 0 | 0 | 13.9 | 2.1 | 0 | 13.9 | 0 | 0 | 0 | 0 | 0
11 | 22 | 4 | 0 | 0 | 13.9 | 1 | 0 | 13.9 | 0 | 0 | 0 | 0 | 0
11 | 22 | 5 | 0 | 0 | 13.3 | 0 | 0 | 13.3 | 0 | 0 | 0 | 0 | 0
11 | 22 | 6 | 0 | 0 | 13.3 | 0 | 0 | 13.3 | 0 | 0 | 0 | 0 | 0
11 | 22 | 7 | 283 | 21 | 13.9 | 0 | 134.584 | 16.984 | 1087.005 | 1009.785 | 0 | 0 | 0
11 | 22 | 8 | 675 | 41 | 16.1 | 3.1 | 422.056 | 24.858 | 3526.33 | 3386.062 | 5409.2626 | 4556.5632 | 3671.7542
11 | 22 | 9 | 760 | 61 | 18.3 | 3.6 | 634.554 | 31.985 | 5285.038 | 5086.73 | 7435.2476 | 6346.0605 | 5007.9637
11 | 22 | 10 | 877 | 69 | 19.4 | 4.1 | 841.831 | 37.241 | 6916.65 | 6655.071 | 9933.4828 | 8634.8538 | 6528.6306
11 | 22 | 11 | 911 | 75 | 21.1 | 5.2 | 949.773 | 39.225 | 7757.183 | 7459.469 | 11190.7209 | 9731.6748 | 7303.0776
11 | 22 | 12 | 921 | 76 | 22.8 | 5.7 | 974.281 | 40.566 | 7919.281 | 7614.321 | 11638.3089 | 10141.479 | 7584.804
11 | 22 | 13 | 918 | 73 | 23.3 | 4.6 | 922.557 | 42.427 | 7442.625 | 7158.716 | 11487.3425 | 10003.1162 | 7471.6107
11 | 22 | 14 | 874 | 63 | 23.3 | 6.2 | 774.307 | 36.74 | 6360.444 | 6121.454 | 10374.5417 | 9024.5419 | 6731.4273
11 | 22 | 15 | 773 | 49 | 22.8 | 7.2 | 551.061 | 31.349 | 4561.958 | 4388.789 | 8176.9282 | 7041.0503 | 5348.6862
11 | 22 | 16 | 542 | 32 | 22.2 | 5.2 | 278.194 | 27.185 | 2235.219 | 2130.847 | 4779.3262 | 4041.66 | 3203.9119
11 | 22 | 17 | 65 | 9 | 20 | 5.2 | 25.684 | 19.688 | 197.104 | 137.836 | 465.8925 | 392.6248 | 354.899
11 | 22 | 18 | 0 | 0 | 18.9 | 5.2 | 0 | 18.9 | 0 | 0 | 0 | 0 | 0
11 | 22 | 19 | 0 | 0 | 17.8 | 4.6 | 0 | 17.8 | 0 | 0 | 0 | 0 | 0
11 | 22 | 20 | 0 | 0 | 16.7 | 3.1 | 0 | 16.7 | 0 | 0 | 0 | 0 | 0
11 | 22 | 21 | 0 | 0 | 16.1 | 3.1 | 0 | 16.1 | 0 | 0 | 0 | 0 | 0
11 | 22 | 22 | 0 | 0 | 13.9 | 2.6 | 0 | 13.9 | 0 | 0 | 0 | 0 | 0
11 | 22 | 23 | 0 | 0 | 13.9 | 3.1 | 0 | 13.9 | 0 | 0 | 0 | 0 | 0
11 | 23 | 0 | 0 | 0 | 14.4 | 3.6 | 0 | 14.4 | 0 | 0 | 0 | 0 | 0
11 | 23 | 1 | 0 | 0 | 15.6 | 4.6 | 0 | 15.6 | 0 | 0 | 0 | 0 | 0
11 | 23 | 2 | 0 | 0 | 14.4 | 3.1 | 0 | 14.4 | 0 | 0 | 0 | 0 | 0
11 | 23 | 3 | 0 | 0 | 11.7 | 2.1 | 0 | 11.7 | 0 | 0 | 0 | 0 | 0
11 | 23 | 4 | 0 | 0 | 11.1 | 2.1 | 0 | 11.1 | 0 | 0 | 0 | 0 | 0
11 | 23 | 5 | 0 | 0 | 10.6 | 1.5 | 0 | 10.6 | 0 | 0 | 0 | 0 | 0
11 | 23 | 6 | 0 | 0 | 10 | 0 | 0 | 10 | 0 | 0 | 0 | 0 | 0
11 | 23 | 7 | 292 | 20 | 10 | 2.1 | 136.069 | 11.787 | 1116.386 | 1038.527 | 0 | 0 | 0
11 | 23 | 8 | 704 | 40 | 12.2 | 0 | 435.094 | 28.192 | 3590.731 | 3448.524 | 5625.9513 | 4739.9111 | 3802.0823
11 | 23 | 9 | 849 | 55 | 15.6 | 2.1 | 683.215 | 33.121 | 5665.053 | 5452.82 | 8282.0558 | 7067.7352 | 5494.5282
11 | 23 | 10 | 914 | 66 | 17.8 | 1.5 | 868.134 | 42.687 | 6990.307 | 6725.658 | 10328.1476 | 8976.5073 | 6751.3652
11 | 23 | 11 | 949 | 73 | 19.4 | 2.1 | 981.324 | 45.394 | 7832.614 | 7531.54 | 11637.7401 | 10119.6888 | 7561.4121
11 | 23 | 12 | 954 | 74 | 20.6 | 2.6 | 1001.935 | 45.753 | 7987.592 | 7679.552 | 12038.8172 | 10489.7398 | 7814.7934
11 | 23 | 13 | 938 | 70 | 21.1 | 0 | 935.998 | 57.533 | 7125.744 | 6855.401 | 11723.1262 | 10207.3799 | 7594.7641
11 | 23 | 14 | 899 | 61 | 21.7 | 1.5 | 791.109 | 45.224 | 6296.973 | 6060.493 | 10658.051 | 9271.4493 | 6890.97
11 | 23 | 15 | 800 | 48 | 22.2 | 3.1 | 566.664 | 35.833 | 4615.37 | 4440.405 | 8453.3208 | 7277.6224 | 5512.1157
11 | 23 | 16 | 560 | 31 | 21.7 | 2.6 | 284.891 | 28.764 | 2275.293 | 2169.893 | 4933.668 | 4171.7107 | 3294.1299
11 | 23 | 17 | 70 | 9 | 18.9 | 1.5 | 27.131 | 18.84 | 208.356 | 148.878 | 501.2656 | 422.3881 | 377.4661
11 | 23 | 18 | 0 | 0 | 18.3 | 3.1 | 0 | 18.3 | 0 | 0 | 0 | 0 | 0
11 | 23 | 19 | 0 | 0 | 17.8 | 3.6 | 0 | 17.8 | 0 | 0 | 0 | 0 | 0
11 | 23 | 20 | 0 | 0 | 17.2 | 4.1 | 0 | 17.2 | 0 | 0 | 0 | 0 | 0
11 | 23 | 21 | 0 | 0 | 16.1 | 3.1 | 0 | 16.1 | 0 | 0 | 0 | 0 | 0
11 | 23 | 22 | 0 | 0 | 14.4 | 2.1 | 0 | 14.4 | 0 | 0 | 0 | 0 | 0
11 | 23 | 23 | 0 | 0 | 15.6 | 1.5 | 0 | 15.6 | 0 | 0 | 0 | 0 | 0
11 | 24 | 0 | 0 | 0 | 13.3 | 1.5 | 0 | 13.3 | 0 | 0 | 0 | 0 | 0
11 | 24 | 1 | 0 | 0 | 12.2 | 1.5 | 0 | 12.2 | 0 | 0 | 0 | 0 | 0
11 | 24 | 2 | 0 | 0 | 11.1 | 2.6 | 0 | 11.1 | 0 | 0 | 0 | 0 | 0
11 | 24 | 3 | 0 | 0 | 9.4 | 1.5 | 0 | 9.4 | 0 | 0 | 0 | 0 | 0
11 | 24 | 4 | 0 | 0 | 10 | 0 | 0 | 10 | 0 | 0 | 0 | 0 | 0
11 | 24 | 5 | 0 | 0 | 9.4 | 0 | 0 | 9.4 | 0 | 0 | 0 | 0 | 0
11 | 24 | 6 | 0 | 0 | 9.4 | 0 | 0 | 9.4 | 0 | 0 | 0 | 0 | 0
11 | 24 | 7 | 326 | 18 | 10 | 2.6 | 142.408 | 11.851 | 1160.71 | 1081.882 | 0 | 0 | 0
11 | 24 | 8 | 733 | 35 | 14.4 | 0 | 438.565 | 30.498 | 3585.301 | 3443.257 | 5841.3517 | 4922.2625 | 3905.5235
11 | 24 | 9 | 871 | 49 | 16.1 | 3.1 | 689.623 | 31.811 | 5743.89 | 5528.706 | 8472.2427 | 7228.9435 | 5574.6538
11 | 24 | 10 | 944 | 60 | 17.8 | 4.1 | 884.45 | 36.67 | 7281.092 | 7004.142 | 10642.1454 | 9247.8496 | 6904.9033
11 | 24 | 11 | 966 | 65 | 18.9 | 4.1 | 985.575 | 40.203 | 8020.243 | 7710.726 | 11826.2995 | 10283.0609 | 7622.6047
11 | 24 | 12 | 955 | 73 | 20 | 4.1 | 1000.59 | 41.768 | 8096.741 | 7783.747 | 12035.2331 | 10485.7835 | 7805.7376
11 | 24 | 13 | 952 | 63 | 21.1 | 2.6 | 938.884 | 44.829 | 7506.179 | 7219.508 | 11883.8229 | 10346.2497 | 7645.5586
11 | 24 | 14 | 910 | 55 | 21.1 | 0 | 791.697 | 53.061 | 6115.277 | 5885.909 | 10775.6241 | 9373.9956 | 6922.8907
11 | 24 | 15 | 823 | 42 | 21.7 | 2.6 | 573.106 | 36.324 | 4658.259 | 4481.846 | 8687.4968 | 7477.8644 | 5616.3576
11 | 24 | 16 | 594 | 27 | 20.6 | 2.1 | 291.577 | 28.421 | 2326.536 | 2219.813 | 5229.0145 | 4420.996 | 3452.8873
11 | 24 | 17 | 83 | 8 | 18.9 | 1.5 | 29.844 | 18.949 | 226.677 | 166.856 | 593.8595 | 500.3602 | 430.0136
11 | 24 | 18 | 0 | 0 | 17.2 | 1.5 | 0 | 17.2 | 0 | 0 | 0 | 0 | 0
11 | 24 | 19 | 0 | 0 | 15.6 | 1.5 | 0 | 15.6 | 0 | 0 | 0 | 0 | 0
11 | 24 | 20 | 0 | 0 | 15 | 0 | 0 | 15 | 0 | 0 | 0 | 0 | 0
11 | 24 | 21 | 0 | 0 | 13.9 | 1.5 | 0 | 13.9 | 0 | 0 | 0 | 0 | 0
11 | 24 | 22 | 0 | 0 | 13.3 | 2.6 | 0 | 13.3 | 0 | 0 | 0 | 0 | 0
11 | 24 | 23 | 0 | 0 | 12.8 | 3.1 | 0 | 12.8 | 0 | 0 | 0 | 0 | 0
11 | 25 | 0 | 0 | 0 | 11.7 | 4.1 | 0 | 11.7 | 0 | 0 | 0 | 0 | 0
11 | 25 | 1 | 0 | 0 | 10.6 | 2.1 | 0 | 10.6 | 0 | 0 | 0 | 0 | 0
11 | 25 | 2 | 0 | 0 | 10.6 | 1.5 | 0 | 10.6 | 0 | 0 | 0 | 0 | 0
11 | 25 | 3 | 0 | 0 | 10 | 2.6 | 0 | 10 | 0 | 0 | 0 | 0 | 0
11 | 25 | 4 | 0 | 0 | 10 | 2.1 | 0 | 10 | 0 | 0 | 0 | 0 | 0
11 | 25 | 5 | 0 | 0 | 9.4 | 3.1 | 0 | 9.4 | 0 | 0 | 0 | 0 | 0
11 | 25 | 6 | 0 | 0 | 8.9 | 2.6 | 0 | 8.9 | 0 | 0 | 0 | 0 | 0
11 | 25 | 7 | 139 | 25 | 10.6 | 2.6 | 89.184 | 11.09 | 752.917 | 682.753 | 0 | 0 | 0
11 | 25 | 8 | 546 | 57 | 12.8 | 3.1 | 373.32 | 20.297 | 3174.836 | 3044.903 | 4338.9668 | 3656.9286 | 3104.0471
11 | 25 | 9 | 725 | 80 | 16.1 | 3.1 | 632.518 | 30.342 | 5299.423 | 5100.598 | 7031.8683 | 5999.0453 | 4889.2762
11 | 25 | 10 | 811 | 97 | 16.7 | 1.5 | 824.018 | 40.31 | 6694.325 | 6441.902 | 9121.5152 | 7925.0213 | 6223.414
11 | 25 | 11 | 854 | 106 | 18.3 | 3.1 | 940.574 | 40.516 | 7645.394 | 7352.625 | 10437.7362 | 9075.3027 | 7052.3124
11 | 25 | 12 | 861 | 108 | 19.4 | 2.1 | 963.629 | 45.168 | 7699.2 | 7404.056 | 10836.3035 | 9440.3906 | 7310.3063
11 | 25 | 13 | 838 | 103 | 20.6 | 4.1 | 894.502 | 40.129 | 7278.269 | 7001.439 | 10448.5848 | 9095.8113 | 7040.0057
11 | 25 | 14 | 783 | 89 | 21.1 | 4.1 | 740.883 | 37.308 | 6074.563 | 5846.772 | 9261.2347 | 8056.7991 | 6228.7716
11 | 25 | 15 | 669 | 69 | 21.1 | 4.1 | 519.161 | 32.367 | 4287.783 | 4123.68 | 7055.207 | 6071.827 | 4793.3919
11 | 25 | 16 | 385 | 43 | 20.6 | 4.6 | 229.3 | 24.921 | 1873.672 | 1778.335 | 3386.7495 | 2863.151 | 2404.5627
11 | 25 | 17 | 19 | 8 | 18.9 | 2.6 | 12.518 | 18.166 | 102.132 | 44.621 | 135.842 | 114.4439 | 138.2854
11 | 25 | 18 | 0 | 0 | 17.8 | 2.6 | 0 | 17.8 | 0 | 0 | 0 | 0 | 0
11 | 25 | 19 | 0 | 0 | 15.6 | 2.6 | 0 | 15.6 | 0 | 0 | 0 | 0 | 0
11 | 25 | 20 | 0 | 0 | 15 | 1.5 | 0 | 15 | 0 | 0 | 0 | 0 | 0
11 | 25 | 21 | 0 | 0 | 14.4 | 1.5 | 0 | 14.4 | 0 | 0 | 0 | 0 | 0
11 | 25 | 22 | 0 | 0 | 13.3 | 2.1 | 0 | 13.3 | 0 | 0 | 0 | 0 | 0
11 | 25 | 23 | 0 | 0 | 12.2 | 2.1 | 0 | 12.2 | 0 | 0 | 0 | 0 | 0
11 | 26 | 0 | 0 | 0 | 11.7 | 2.6 | 0 | 11.7 | 0 | 0 | 0 | 0 | 0
11 | 26 | 1 | 0 | 0 | 10 | 1.5 | 0 | 10 | 0 | 0 | 0 | 0 | 0
11 | 26 | 2 | 0 | 0 | 9.4 | 0 | 0 | 9.4 | 0 | 0 | 0 | 0 | 0
11 | 26 | 3 | 0 | 0 | 9.4 | 0 | 0 | 9.4 | 0 | 0 | 0 | 0 | 0
11 | 26 | 4 | 0 | 0 | 8.9 | 0 | 0 | 8.9 | 0 | 0 | 0 | 0 | 0
11 | 26 | 5 | 0 | 0 | 8.9 | 0 | 0 | 8.9 | 0 | 0 | 0 | 0 | 0
11 | 26 | 6 | 0 | 0 | 8.3 | 0 | 0 | 8.3 | 0 | 0 | 0 | 0 | 0
11 | 26 | 7 | 300 | 18 | 9.4 | 1.5 | 133.477 | 11.206 | 1092.475 | 1015.136 | 0 | 0 | 0
11 | 26 | 8 | 720 | 35 | 12.2 | 1.5 | 429.537 | 23.248 | 3600.095 | 3457.604 | 5705.7126 | 4809.7188 | 3821.3203
11 | 26 | 9 | 862 | 49 | 14.4 | 1.5 | 680.414 | 33.534 | 5630.932 | 5419.97 | 8336.7499 | 7111.209 | 5494.8022
11 | 26 | 10 | 927 | 59 | 16.7 | 1.5 | 865.846 | 41.577 | 6999.749 | 6734.706 | 10402.1733 | 9035.9721 | 6754.699
11 | 26 | 11 | 953 | 65 | 18.9 | 2.6 | 970.949 | 43.131 | 7815.438 | 7515.131 | 11628.5689 | 10110.4023 | 7502.465
11 | 26 | 12 | 954 | 66 | 20.6 | 3.1 | 988.71 | 44.124 | 7930.3 | 7624.845 | 11991.269 | 10445.6183 | 7731.8695
11 | 26 | 13 | 937 | 63 | 21.7 | 3.6 | 924.241 | 42.756 | 7446.557 | 7162.478 | 11669.8043 | 10157.9552 | 7515.1723
11 | 26 | 14 | 900 | 55 | 22.8 | 2.1 | 783.471 | 43.997 | 6264.5 | 6029.299 | 10633.5839 | 9250.8899 | 6837.3145
11 | 26 | 15 | 803 | 42 | 22.8 | 1.5 | 561.102 | 39.689 | 4505.145 | 4333.876 | 8460.9659 | 7280.5176 | 5477.7171
11 | 26 | 16 | 577 | 27 | 21.7 | 2.6 | 285.481 | 28.763 | 2277.018 | 2171.573 | 5072.534 | 4287.9718 | 3355.1167
11 | 26 | 17 | 79 | 7 | 19.4 | 1.5 | 28.078 | 19.383 | 212.816 | 153.254 | 564.4458 | 475.4934 | 404.886
11 | 26 | 18 | 0 | 0 | 19.4 | 2.1 | 0 | 19.4 | 0 | 0 | 0 | 0 | 0
11 | 26 | 19 | 0 | 0 | 18.3 | 2.1 | 0 | 18.3 | 0 | 0 | 0 | 0 | 0
11 | 26 | 20 | 0 | 0 | 16.7 | 0 | 0 | 16.7 | 0 | 0 | 0 | 0 | 0
11 | 26 | 21 | 0 | 0 | 15.6 | 1.5 | 0 | 15.6 | 0 | 0 | 0 | 0 | 0
11 | 26 | 22 | 0 | 0 | 15.6 | 1.5 | 0 | 15.6 | 0 | 0 | 0 | 0 | 0
11 | 26 | 23 | 0 | 0 | 13.3 | 1.5 | 0 | 13.3 | 0 | 0 | 0 | 0 | 0
11 | 27 | 0 | 0 | 0 | 12.2 | 2.1 | 0 | 12.2 | 0 | 0 | 0 | 0 | 0
11 | 27 | 1 | 0 | 0 | 11.7 | 0 | 0 | 11.7 | 0 | 0 | 0 | 0 | 0
11 | 27 | 2 | 0 | 0 | 10.6 | 0 | 0 | 10.6 | 0 | 0 | 0 | 0 | 0
11 | 27 | 3 | 0 | 0 | 10 | 0 | 0 | 10 | 0 | 0 | 0 | 0 | 0
11 | 27 | 4 | 0 | 0 | 9.4 | 1.5 | 0 | 9.4 | 0 | 0 | 0 | 0 | 0
11 | 27 | 5 | 0 | 0 | 9.4 | 0 | 0 | 9.4 | 0 | 0 | 0 | 0 | 0
11 | 27 | 6 | 0 | 0 | 9.4 | 1.5 | 0 | 9.4 | 0 | 0 | 0 | 0 | 0
11 | 27 | 7 | 202 | 24 | 10.6 | 0 | 110.232 | 12.483 | 915.24 | 841.695 | 0 | 0 | 0
11 | 27 | 8 | 625 | 49 | 13.3 | 0 | 400.252 | 27.794 | 3308.061 | 3174.26 | 4939.0311 | 4164.1983 | 3430.5294
11 | 27 | 9 | 748 | 92 | 16.7 | 1.5 | 660.902 | 35.116 | 5442.477 | 5238.46 | 7213.6281 | 6152.2739 | 5084.9155
11 | 27 | 10 | 824 | 116 | 18.3 | 0 | 860.077 | 51.05 | 6709.606 | 6456.559 | 9225.2965 | 8012.0589 | 6416.1744
11 | 27 | 11 | 847 | 139 | 20.6 | 4.6 | 976.875 | 40.612 | 7937.632 | 7631.846 | 10318.3611 | 8971.0985 | 7200.1322
11 | 27 | 12 | 856 | 142 | 21.7 | 3.6 | 1003.671 | 44.415 | 8041.863 | 7731.364 | 10745.8776 | 9359.866 | 7482.0629
11 | 27 | 13 | 838 | 133 | 21.7 | 3.1 | 934.613 | 44.063 | 7494.255 | 7208.104 | 10425.467 | 9074.0006 | 7226.0615
11 | 27 | 14 | 814 | 98 | 22.8 | 2.1 | 780.135 | 43.945 | 6241.315 | 6007.026 | 9607.6304 | 8358.5171 | 6500.3203
11 | 27 | 15 | 757 | 53 | 22.8 | 2.1 | 552.136 | 37.87 | 4466.004 | 4296.038 | 7969.9114 | 6857.0059 | 5249.3909
11 | 27 | 16 | 496 | 35 | 22.2 | 1.5 | 264.232 | 30.105 | 2107.418 | 2006.292 | 4358.0868 | 3683.7784 | 2960.4023
11 | 27 | 17 | 49 | 9 | 19.4 | 0 | 21.76 | 20.663 | 169.429 | 110.677 | 349.9021 | 294.7389 | 281.1547
11 | 27 | 18 | 0 | 0 | 18.3 | 0 | 0 | 18.3 | 0 | 0 | 0 | 0 | 0
11 | 27 | 19 | 0 | 0 | 16.7 | 1.5 | 0 | 16.7 | 0 | 0 | 0 | 0 | 0
11 | 27 | 20 | 0 | 0 | 15.6 | 0 | 0 | 15.6 | 0 | 0 | 0 | 0 | 0
11 | 27 | 21 | 0 | 0 | 15.6 | 1.5 | 0 | 15.6 | 0 | 0 | 0 | 0 | 0
11 | 27 | 22 | 0 | 0 | 14.4 | 0 | 0 | 14.4 | 0 | 0 | 0 | 0 | 0
11 | 27 | 23 | 0 | 0 | 13.9 | 1.5 | 0 | 13.9 | 0 | 0 | 0 | 0 | 0
11 | 28 | 0 | 0 | 0 | 11.7 | 2.1 | 0 | 11.7 | 0 | 0 | 0 | 0 | 0
11 | 28 | 1 | 0 | 0 | 11.1 | 0 | 0 | 11.1 | 0 | 0 | 0 | 0 | 0
11 | 28 | 2 | 0 | 0 | 10.6 | 0 | 0 | 10.6 | 0 | 0 | 0 | 0 | 0
11 | 28 | 3 | 0 | 0 | 10 | 0 | 0 | 10 | 0 | 0 | 0 | 0 | 0
11 | 28 | 4 | 0 | 0 | 9.4 | 0 | 0 | 9.4 | 0 | 0 | 0 | 0 | 0
11 | 28 | 5 | 0 | 0 | 8.9 | 0 | 0 | 8.9 | 0 | 0 | 0 | 0 | 0
11 | 28 | 6 | 0 | 0 | 9.4 | 1.5 | 0 | 9.4 | 0 | 0 | 0 | 0 | 0
11 | 28 | 7 | 195 | 23 | 11.1 | 1.5 | 106.569 | 12.152 | 885.928 | 813.001 | 0 | 0 | 0
11 | 28 | 8 | 598 | 54 | 15.6 | 2.6 | 394.191 | 24.081 | 3302.746 | 3169.101 | 4712.4761 | 3973.9117 | 3320.9881
11 | 28 | 9 | 740 | 94 | 18.9 | 3.6 | 656.337 | 32.995 | 5446.125 | 5241.975 | 7116.2949 | 6068.3524 | 5039.45
11 | 28 | 10 | 801 | 127 | 21.1 | 4.6 | 852.2 | 38.269 | 6975.409 | 6711.383 | 8947.5927 | 7769.2468 | 6320.8467
11 | 28 | 11 | 837 | 141 | 22.8 | 3.6 | 968.873 | 44.491 | 7759.459 | 7461.645 | 10180.2054 | 8850.9281 | 7129.5644
11 | 28 | 12 | 676 | 183 | 23.9 | 4.1 | 878.678 | 43.031 | 7077.167 | 6808.874 | 8475.7759 | 7381.8487 | 6375.5017
11 | 28 | 13 | 466 | 179 | 25 | 2.1 | 648.289 | 42.687 | 5226.117 | 5029.925 | 5791.387 | 5040.208 | 4716.0298
11 | 28 | 14 | 619 | 154 | 25.6 | 2.1 | 685.877 | 43.544 | 5498.187 | 5292.129 | 7298.9889 | 6350.1456 | 5469.3736
11 | 28 | 15 | 388 | 110 | 25.6 | 0 | 387.989 | 43.439 | 3087.052 | 2959.635 | 4082.0236 | 3511.5699 | 3239.7451
11 | 28 | 16 | 204 | 58 | 25.6 | 0 | 163.364 | 33.62 | 1312.181 | 1229.99 | 1791.6287 | 1514.3323 | 1504.3769
11 | 28 | 17 | 17 | 11 | 22.2 | 0 | 14.799 | 21.959 | 121.559 | 63.691 | 121.3378 | 102.2023 | 148.4617
11 | 28 | 18 | 0 | 0 | 21.7 | 2.1 | 0 | 21.7 | 0 | 0 | 0 | 0 | 0
11 | 28 | 19 | 0 | 0 | 18.9 | 2.6 | 0 | 18.9 | 0 | 0 | 0 | 0 | 0
11 | 28 | 20 | 0 | 0 | 18.9 | 0 | 0 | 18.9 | 0 | 0 | 0 | 0 | 0
11 | 28 | 21 | 0 | 0 | 17.8 | 3.1 | 0 | 17.8 | 0 | 0 | 0 | 0 | 0
11 | 28 | 22 | 0 | 0 | 16.7 | 2.1 | 0 | 16.7 | 0 | 0 | 0 | 0 | 0
11 | 28 | 23 | 0 | 0 | 15.6 | 2.1 | 0 | 15.6 | 0 | 0 | 0 | 0 | 0
11 | 29 | 0 | 0 | 0 | 13.9 | 2.1 | 0 | 13.9 | 0 | 0 | 0 | 0 | 0
11 | 29 | 1 | 0 | 0 | 13.9 | 4.1 | 0 | 13.9 | 0 | 0 | 0 | 0 | 0
11 | 29 | 2 | 0 | 0 | 13.3 | 3.6 | 0 | 13.3 | 0 | 0 | 0 | 0 | 0
11 | 29 | 3 | 0 | 0 | 12.8 | 3.1 | 0 | 12.8 | 0 | 0 | 0 | 0 | 0
11 | 29 | 4 | 0 | 0 | 13.3 | 3.6 | 0 | 13.3 | 0 | 0 | 0 | 0 | 0
11 | 29 | 5 | 0 | 0 | 11.7 | 2.1 | 0 | 11.7 | 0 | 0 | 0 | 0 | 0
11 | 29 | 6 | 0 | 0 | 11.1 | 3.1 | 0 | 11.1 | 0 | 0 | 0 | 0 | 0
11 | 29 | 7 | 237 | 20 | 13.9 | 3.1 | 116.73 | 15.046 | 952.471 | 878.139 | 0 | 0 | 0
11 | 29 | 8 | 462 | 63 | 15 | 3.1 | 333.025 | 21.61 | 2820.816 | 2700.868 | 3630.6079 | 3062.152 | 2698.6298
11 | 29 | 9 | 683 | 122 | 16.7 | 2.6 | 644.827 | 31.924 | 5373.2 | 5171.706 | 6549.7083 | 5584.357 | 4874.7523
11 | 29 | 10 | 642 | 142 | 18.9 | 3.1 | 733.859 | 36.044 | 6056.409 | 5829.32 | 7155.5382 | 6211.8374 | 5325.2825
11 | 29 | 11 | 507 | 224 | 19.4 | 2.1 | 752.104 | 39.409 | 6139.096 | 5908.801 | 6156.7775 | 5352.8745 | 5237.9675
11 | 29 | 12 | 624 | 167 | 21.1 | 1.5 | 812.42 | 44.594 | 6505.239 | 6260.47 | 7814.4065 | 6805.1764 | 5866.4067
11 | 29 | 13 | 882 | 100 | 22.8 | 3.1 | 928.392 | 44.562 | 7429.894 | 7146.536 | 10950.3686 | 9529.264 | 7324.5758
11 | 29 | 14 | 717 | 117 | 23.9 | 2.6 | 726.259 | 42.428 | 5844.44 | 5625.463 | 8446.9033 | 7348.954 | 5921.372
11 | 29 | 15 | 647 | 62 | 23.9 | 1.5 | 497.969 | 38.863 | 4016.663 | 3861.273 | 6802.4861 | 5851.1916 | 4592.2672
11 | 29 | 16 | 411 | 40 | 22.8 | 0 | 238.584 | 34.396 | 1883.496 | 1787.919 | 3608.2963 | 3049.6908 | 2523.7825
11 | 29 | 17 | 81 | 7 | 20.6 | 0 | 28.98 | 21.914 | 218.364 | 158.699 | 577.9243 | 486.7592 | 413.5524
11 | 29 | 18 | 0 | 0 | 18.3 | 2.1 | 0 | 18.3 | 0 | 0 | 0 | 0 | 0
11 | 29 | 19 | 0 | 0 | 16.7 | 0 | 0 | 16.7 | 0 | 0 | 0 | 0 | 0
11 | 29 | 20 | 0 | 0 | 15 | 0 | 0 | 15 | 0 | 0 | 0 | 0 | 0
11 | 29 | 21 | 0 | 0 | 14.4 | 0 | 0 | 14.4 | 0 | 0 | 0 | 0 | 0
11 | 29 | 22 | 0 | 0 | 12.8 | 0 | 0 | 12.8 | 0 | 0 | 0 | 0 | 0
11 | 29 | 23 | 0 | 0 | 12.2 | 1.5 | 0 | 12.2 | 0 | 0 | 0 | 0 | 0
11 | 30 | 0 | 0 | 0 | 11.7 | 1.5 | 0 | 11.7 | 0 | 0 | 0 | 0 | 0
11 | 30 | 1 | 0 | 0 | 11.1 | 0 | 0 | 11.1 | 0 | 0 | 0 | 0 | 0
11 | 30 | 2 | 0 | 0 | 10.6 | 2.1 | 0 | 10.6 | 0 | 0 | 0 | 0 | 0
11 | 30 | 3 | 0 | 0 | 9.4 | 2.1 | 0 | 9.4 | 0 | 0 | 0 | 0 | 0
11 | 30 | 4 | 0 | 0 | 8.9 | 2.1 | 0 | 8.9 | 0 | 0 | 0 | 0 | 0
11 | 30 | 5 | 0 | 0 | 8.3 | 0 | 0 | 8.3 | 0 | 0 | 0 | 0 | 0
11 | 30 | 6 | 0 | 0 | 8.9 | 3.6 | 0 | 8.9 | 0 | 0 | 0 | 0 | 0
11 | 30 | 7 | 285 | 15 | 9.4 | 2.1 | 124.041 | 10.86 | 1014.199 | 938.549 | 0 | 0 | 0
11 | 30 | 8 | 722 | 32 | 12.2 | 1.5 | 421.757 | 22.987 | 3531.579 | 3391.153 | 5658.0715 | 4773.0119 | 3774.3064
11 | 30 | 9 | 872 | 45 | 13.9 | 2.6 | 676.335 | 30.187 | 5661.571 | 5449.468 | 8338.8716 | 7108.7304 | 5477.627
11 | 30 | 10 | 928 | 55 | 16.7 | 1.5 | 855.725 | 41.296 | 6923.879 | 6662 | 10320.5549 | 8957.407 | 6683.8934
11 | 30 | 11 | 961 | 61 | 18.3 | 2.1 | 968.178 | 43.998 | 7767.318 | 7469.153 | 11651.8476 | 10130.5509 | 7490.3008
11 | 30 | 12 | 972 | 62 | 20.6 | 1.5 | 996.772 | 49.578 | 7831.067 | 7530.062 | 12158.2482 | 10586.9875 | 7805.9887
11 | 30 | 13 | 957 | 59 | 21.1 | 3.6 | 934.86 | 42.417 | 7541.267 | 7253.065 | 11870.1039 | 10328.8545 | 7609.7981
11 | 30 | 14 | 919 | 51 | 21.7 | 2.1 | 792.831 | 43.198 | 6357.962 | 6119.071 | 10817.5024 | 9411.5484 | 6924.1253
11 | 30 | 15 | 829 | 40 | 21.7 | 2.1 | 575.935 | 37.428 | 4662.959 | 4486.386 | 8711.0669 | 7492.124 | 5618.9126
11 | 30 | 16 | 603 | 25 | 21.1 | 3.1 | 295.715 | 27.99 | 2365.678 | 2257.938 | 5292.482 | 4472.9944 | 3479.9994
11 | 30 | 17 | 86 | 7 | 18.3 | 1.5 | 30.495 | 18.373 | 232.417 | 172.488 | 613.431 | 516.6462 | 436.1955
11 | 30 | 18 | 0 | 0 | 17.2 | 1.5 | 0 | 17.2 | 0 | 0 | 0 | 0 | 0
11 | 30 | 19 | 0 | 0 | 16.1 | 1.5 | 0 | 16.1 | 0 | 0 | 0 | 0 | 0
11 | 30 | 20 | 0 | 0 | 13.9 | 2.1 | 0 | 13.9 | 0 | 0 | 0 | 0 | 0
11 | 30 | 21 | 0 | 0 | 13.3 | 1.8 | 0 | 13.3 | 0 | 0 | 0 | 0 | 0
11 | 30 | 22 | 0 | 0 | 12.6 | 1.5 | 0 | 12.6 | 0 | 0 | 0 | 0 | 0
11 | 30 | 23 | 0 | 0 | 12 | 1.2 | 0 | 12 | 0 | 0 | 0 | 0 | 0
12 | 1 | 0 | 0 | 0 | 11.3 | 0.9 | 0 | 11.3 | 0 | 0 | 0 | 0 | 0
12 | 1 | 1 | 0 | 0 | 10.7 | 0.6 | 0 | 10.7 | 0 | 0 | 0 | 0 | 0
12 | 1 | 2 | 0 | 0 | 10 | 0.3 | 0 | 10 | 0 | 0 | 0 | 0 | 0
12 | 1 | 3 | 0 | 0 | 9.4 | 0 | 0 | 9.4 | 0 | 0 | 0 | 0 | 0
12 | 1 | 4 | 0 | 0 | 8.9 | 0 | 0 | 8.9 | 0 | 0 | 0 | 0 | 0
12 | 1 | 5 | 0 | 0 | 8.9 | 2.6 | 0 | 8.9 | 0 | 0 | 0 | 0 | 0
12 | 1 | 6 | 0 | 0 | 9.4 | 2.6 | 0 | 9.4 | 0 | 0 | 0 | 0 | 0
12 | 1 | 7 | 255 | 5 | 9.4 | 3.6 | 94.254 | 9.958 | 758.702 | 688.419 | 0 | 0 | 0
12 | 1 | 8 | 622 | 41 | 11.7 | 2.6 | 384.761 | 19.923 | 3261.106 | 3128.675 | 4860.9515 | 4101.284 | 3331.3034
12 | 1 | 9 | 756 | 69 | 13.9 | 1.5 | 629.995 | 31.505 | 5251.367 | 5054.27 | 7209.6496 | 6145.1352 | 4936.7897
12 | 1 | 10 | 791 | 87 | 16.7 | 2.1 | 787.582 | 37.386 | 6465.783 | 6222.595 | 8777.9823 | 7616.7935 | 5953.9697
12 | 1 | 11 | 846 | 96 | 18.3 | 2.6 | 914.383 | 41.048 | 7417.099 | 7134.296 | 10241.8879 | 8904.8316 | 6866.9722
12 | 1 | 12 | 833 | 107 | 18.3 | 0 | 931.176 | 54.435 | 7179.835 | 6907.201 | 10407.7886 | 9061.8857 | 7042.1537
12 | 1 | 13 | 840 | 96 | 18.9 | 1.5 | 885.375 | 45.007 | 7073.652 | 6805.507 | 10409.3563 | 9057.1353 | 6968.8191
12 | 1 | 14 | 859 | 74 | 20 | 1.5 | 782.465 | 43.213 | 6275.834 | 6040.188 | 10103.3456 | 8790.316 | 6643.2512
12 | 1 | 15 | 776 | 82 | 21.1 | 3.1 | 603.277 | 35.561 | 4926.294 | 4740.681 | 8150.1613 | 7009.1098 | 5553.6787
12 | 1 | 16 | 564 | 73 | 20.6 | 0 | 325.128 | 35.994 | 2552.044 | 2439.39 | 4949.2831 | 4182.8423 | 3581.2543
12 | 1 | 17 | 0 | 0 | 18.9 | 0 | 0 | 18.9 | 0 | 0 | 0 | 0 | 0
12 | 1 | 18 | 0 | 0 | 17.2 | 1.5 | 0 | 17.2 | 0 | 0 | 0 | 0 | 0
12 | 1 | 19 | 0 | 0 | 15.6 | 2.1 | 0 | 15.6 | 0 | 0 | 0 | 0 | 0
12 | 1 | 20 | 0 | 0 | 14.4 | 1.5 | 0 | 14.4 | 0 | 0 | 0 | 0 | 0
12 | 1 | 21 | 0 | 0 | 14.4 | 0 | 0 | 14.4 | 0 | 0 | 0 | 0 | 0
12 | 1 | 22 | 0 | 0 | 12.2 | 2.1 | 0 | 12.2 | 0 | 0 | 0 | 0 | 0
12 | 1 | 23 | 0 | 0 | 12.8 | 0 | 0 | 12.8 | 0 | 0 | 0 | 0 | 0
12 | 2 | 0 | 0 | 0 | 11.7 | 0 | 0 | 11.7 | 0 | 0 | 0 | 0 | 0
12 | 2 | 1 | 0 | 0 | 10.6 | 0 | 0 | 10.6 | 0 | 0 | 0 | 0 | 0
12 | 2 | 2 | 0 | 0 | 10.6 | 1.5 | 0 | 10.6 | 0 | 0 | 0 | 0 | 0
12 | 2 | 3 | 0 | 0 | 10 | 3.6 | 0 | 10 | 0 | 0 | 0 | 0 | 0
12 | 2 | 4 | 0 | 0 | 8.9 | 3.1 | 0 | 8.9 | 0 | 0 | 0 | 0 | 0
12 | 2 | 5 | 0 | 0 | 8.9 | 2.6 | 0 | 8.9 | 0 | 0 | 0 | 0 | 0
12 | 2 | 6 | 0 | 0 | 9.4 | 2.6 | 0 | 9.4 | 0 | 0 | 0 | 0 | 0
12 | 2 | 7 | 27 | 6 | 10.6 | 2.6 | 20.466 | 9.213 | 175.694 | 116.825 | 0 | 0 | 0
12 | 2 | 8 | 408 | 77 | 12.2 | 3.6 | 316.256 | 17.884 | 2716.482 | 2599.394 | 3179.786 | 2683.2936 | 2506.8614
12 | 2 | 9 | 812 | 59 | 15 | 3.1 | 655.446 | 29.652 | 5497.741 | 5291.7 | 7722.5986 | 6581.3058 | 5191.0426
12 | 2 | 10 | 873 | 65 | 17.2 | 2.6 | 819.623 | 37.43 | 6726.625 | 6472.883 | 9667.4535 | 8386.5786 | 6353.1531
12 | 2 | 11 | 876 | 87 | 18.9 | 2.1 | 929.771 | 43.534 | 7472.179 | 7186.987 | 10589.2503 | 9207.0511 | 7018.2159
12 | 2 | 12 | 869 | 94 | 21.1 | 1.5 | 948.538 | 48.693 | 7477.431 | 7192.011 | 10845.7111 | 9442.3036 | 7221.4436
12 | 2 | 13 | 846 | 94 | 21.1 | 1.5 | 888.035 | 47.203 | 7036.2 | 6769.629 | 10474.5923 | 9113.3027 | 6995.0514
12 | 2 | 14 | 828 | 82 | 22.2 | 0 | 767.968 | 53.11 | 5932.083 | 5709.771 | 9731.7504 | 8467.0991 | 6470.7451
12 | 2 | 15 | 797 | 67 | 21.7 | 0 | 595.62 | 46.814 | 4662.395 | 4485.841 | 8367.294 | 7195.332 | 5587.4809
12 | 2 | 16 | 588 | 70 | 21.7 | 2.1 | 335.088 | 30.716 | 2679.67 | 2563.583 | 5159.424 | 4360.3923 | 3693.1423
12 | 2 | 17 | 0 | 0 | 21.1 | 1.5 | 0 | 21.1 | 0 | 0 | 0 | 0 | 0
12 | 2 | 18 | 0 | 0 | 17.8 | 2.1 | 0 | 17.8 | 0 | 0 | 0 | 0 | 0
12 | 2 | 19 | 0 | 0 | 16.7 | 0 | 0 | 16.7 | 0 | 0 | 0 | 0 | 0
12 | 2 | 20 | 0 | 0 | 15.6 | 1.5 | 0 | 15.6 | 0 | 0 | 0 | 0 | 0
12 | 2 | 21 | 0 | 0 | 13.9 | 2.1 | 0 | 13.9 | 0 | 0 | 0 | 0 | 0
12 | 2 | 22 | 0 | 0 | 13.9 | 2.6 | 0 | 13.9 | 0 | 0 | 0 | 0 | 0
12 | 2 | 23 | 0 | 0 | 13.3 | 2.1 | 0 | 13.3 | 0 | 0 | 0 | 0 | 0
12 | 3 | 0 | 0 | 0 | 13.3 | 1.5 | 0 | 13.3 | 0 | 0 | 0 | 0 | 0
12 | 3 | 1 | 0 | 0 | 12.8 | 2.1 | 0 | 12.8 | 0 | 0 | 0 | 0 | 0
12 | 3 | 2 | 0 | 0 | 11.7 | 2.6 | 0 | 11.7 | 0 | 0 | 0 | 0 | 0
12 | 3 | 3 | 0 | 0 | 11.1 | 3.1 | 0 | 11.1 | 0 | 0 | 0 | 0 | 0
12 | 3 | 4 | 0 | 0 | 10 | 3.6 | 0 | 10 | 0 | 0 | 0 | 0 | 0
12 | 3 | 5 | 0 | 0 | 10 | 3.6 | 0 | 10 | 0 | 0 | 0 | 0 | 0
12 | 3 | 6 | 0 | 0 | 9.4 | 3.1 | 0 | 9.4 | 0 | 0 | 0 | 0 | 0
12 | 3 | 7 | 231 | 5 | 9.4 | 2.6 | 86.228 | 9.705 | 695.437 | 626.449 | 0 | 0 | 0
12 | 3 | 8 | 645 | 34 | 11.7 | 3.6 | 381.421 | 19.023 | 3235.942 | 3104.242 | 5013.1743 | 4231.0842 | 3382.8372
12 | 3 | 9 | 806 | 58 | 15 | 3.6 | 648.632 | 28.956 | 5453.345 | 5248.931 | 7644.9125 | 6514.0503 | 5137.804
12 | 3 | 10 | 885 | 62 | 17.2 | 3.6 | 824.443 | 35.536 | 6812.669 | 6555.394 | 9779.9876 | 8482.1053 | 6403.2191
12 | 3 | 11 | 905 | 90 | 17.8 | 0 | 959.023 | 54.33 | 7395.718 | 7113.839 | 10923.8368 | 9498.2142 | 7241.8284
12 | 3 | 12 | 881 | 95 | 19.4 | 1.5 | 960.316 | 47.497 | 7604.753 | 7313.771 | 10983.8782 | 9561.7378 | 7311.9977
12 | 3 | 13 | 914 | 86 | 20.6 | 3.6 | 938.493 | 41.936 | 7584.386 | 7294.297 | 11307.2211 | 9837.1338 | 7447.7075
12 | 3 | 14 | 834 | 80 | 21.1 | 2.1 | 770.459 | 42.085 | 6205.964 | 5973.061 | 9795.8881 | 8522.9744 | 6496.7175
12 | 3 | 15 | 680 | 85 | 21.1 | 3.1 | 547.63 | 34.267 | 4495.54 | 4324.591 | 7136.622 | 6136.6841 | 4950.9753
12 | 3 | 16 | 554 | 76 | 20.6 | 1.5 | 322.085 | 30.121 | 2584.483 | 2470.961 | 4861.0951 | 4108.2656 | 3545.7868
12 | 3 | 17 | 0 | 0 | 19.4 | 1.5 | 0 | 19.4 | 0 | 0 | 0 | 0 | 0
12 | 3 | 18 | 0 | 0 | 19.4 | 2.6 | 0 | 19.4 | 0 | 0 | 0 | 0 | 0
12 | 3 | 19 | 0 | 0 | 17.8 | 0 | 0 | 17.8 | 0 | 0 | 0 | 0 | 0
12 | 3 | 20 | 0 | 0 | 17.2 | 2.1 | 0 | 17.2 | 0 | 0 | 0 | 0 | 0
12 | 3 | 21 | 0 | 0 | 16.7 | 2.6 | 0 | 16.7 | 0 | 0 | 0 | 0 | 0
12 | 3 | 22 | 0 | 0 | 16.1 | 3.1 | 0 | 16.1 | 0 | 0 | 0 | 0 | 0
12 | 3 | 23 | 0 | 0 | 15.6 | 4.6 | 0 | 15.6 | 0 | 0 | 0 | 0 | 0
12 | 4 | 0 | 0 | 0 | 15 | 3.1 | 0 | 15 | 0 | 0 | 0 | 0 | 0
12 | 4 | 1 | 0 | 0 | 14.4 | 4.6 | 0 | 14.4 | 0 | 0 | 0 | 0 | 0
12 | 4 | 2 | 0 | 0 | 14.4 | 4.1 | 0 | 14.4 | 0 | 0 | 0 | 0 | 0
12 | 4 | 3 | 0 | 0 | 13.9 | 3.6 | 0 | 13.9 | 0 | 0 | 0 | 0 | 0
12 | 4 | 4 | 0 | 0 | 12.2 | 3.1 | 0 | 12.2 | 0 | 0 | 0 | 0 | 0
12 | 4 | 5 | 0 | 0 | 11.7 | 3.6 | 0 | 11.7 | 0 | 0 | 0 | 0 | 0
12 | 4 | 6 | 0 | 0 | 11.1 | 0 | 0 | 11.1 | 0 | 0 | 0 | 0 | 0
12 | 4 | 7 | 34 | 5 | 11.1 | 2.6 | 20.867 | 9.733 | 176.409 | 117.526 | 0 | 0 | 0
12 | 4 | 8 | 0 | 48 | 11.1 | 2.1 | 42.959 | 10.307 | 388.447 | 325.547 | 0 | 0 | 312.9299
12 | 4 | 9 | 0 | 53 | 11.1 | 2.6 | 47.199 | 10.547 | 426.447 | 362.811 | 0 | 0 | 350.7801
12 | 4 | 10 | 0 | 81 | 11.7 | 1.5 | 72.316 | 11.827 | 650.589 | 582.51 | 0 | 0 | 539.5635
12 | 4 | 11 | 0 | 122 | 11.1 | 8.2 | 111.563 | 11.773 | 1003.857 | 928.429 | 0 | 0 | 814.3426
12 | 4 | 12 | 0 | 92 | 11.1 | 7.7 | 82.327 | 11.394 | 741.728 | 671.794 | 0 | 0 | 614.398
12 | 4 | 13 | 0 | 99 | 11.1 | 5.7 | 89.204 | 11.551 | 803.262 | 732.059 | 0 | 0 | 661.0803
12 | 4 | 14 | 0 | 73 | 11.7 | 7.2 | 65.127 | 11.719 | 586.131 | 519.347 | 0 | 0 | 487.0243
12 | 4 | 15 | 0 | 65 | 12.2 | 3.6 | 58.196 | 12.036 | 523.191 | 457.658 | 0 | 0 | 432.2293
12 | 4 | 16 | 0 | 93 | 10 | 6.7 | 115.672 | 10.807 | 1044.195 | 967.901 | 0 | 0 | 612.6583
12 | 4 | 17 | 0 | 0 | 11.1 | 6.2 | 0 | 11.1 | 0 | 0 | 0 | 0 | 0
12 | 4 | 18 | 0 | 0 | 10.6 | 3.6 | 0 | 10.6 | 0 | 0 | 0 | 0 | 0
12 | 4 | 19 | 0 | 0 | 10 | 1.5 | 0 | 10 | 0 | 0 | 0 | 0 | 0
12 | 4 | 20 | 0 | 0 | 9.4 | 2.1 | 0 | 9.4 | 0 | 0 | 0 | 0 | 0
12 | 4 | 21 | 0 | 0 | 8.9 | 1.5 | 0 | 8.9 | 0 | 0 | 0 | 0 | 0
12 | 4 | 22 | 0 | 0 | 8.3 | 2.6 | 0 | 8.3 | 0 | 0 | 0 | 0 | 0
12 | 4 | 23 | 0 | 0 | 7.8 | 3.6 | 0 | 7.8 | 0 | 0 | 0 | 0 | 0
12 | 5 | 0 | 0 | 0 | 7.2 | 3.1 | 0 | 7.2 | 0 | 0 | 0 | 0 | 0
12 | 5 | 1 | 0 | 0 | 7.2 | 2.1 | 0 | 7.2 | 0 | 0 | 0 | 0 | 0
12 | 5 | 2 | 0 | 0 | 6.7 | 2.1 | 0 | 6.7 | 0 | 0 | 0 | 0 | 0
12 | 5 | 3 | 0 | 0 | 6.1 | 1.5 | 0 | 6.1 | 0 | 0 | 0 | 0 | 0
12 | 5 | 4 | 0 | 0 | 6.1 | 1.5 | 0 | 6.1 | 0 | 0 | 0 | 0 | 0
12 | 5 | 5 | 0 | 0 | 6.1 | 0 | 0 | 6.1 | 0 | 0 | 0 | 0 | 0
12 | 5 | 6 | 0 | 0 | 5.6 | 1.5 | 0 | 5.6 | 0 | 0 | 0 | 0 | 0
12 | 5 | 7 | 230 | 3 | 6.7 | 2.6 | 81.841 | 6.857 | 662.139 | 593.827 | 0 | 0 | 0
12 | 5 | 8 | 682 | 31 | 8.3 | 1.5 | 393.685 | 18.15 | 3345.011 | 3210.126 | 5272.2916 | 4451.0669 | 3528.0671
12 | 5 | 9 | 844 | 52 | 10 | 2.6 | 658.604 | 25.879 | 5594.896 | 5385.271 | 7963.2548 | 6783.0457 | 5299.4015
12 | 5 | 10 | 837 | 77 | 12.2 | 2.1 | 808.843 | 33.687 | 6728.764 | 6474.934 | 9212.3768 | 7985.7516 | 6157.4567
12 | 5 | 11 | 875 | 86 | 13.9 | 4.6 | 924.605 | 32.789 | 7729.126 | 7432.658 | 10532.0136 | 9158.0839 | 6977.3286
12 | 5 | 12 | 887 | 95 | 15 | 4.1 | 964.667 | 36.073 | 7970.627 | 7663.354 | 11036.7038 | 9606.12 | 7343.8919
12 | 5 | 13 | 822 | 104 | 15.6 | 2.6 | 877.827 | 38.059 | 7196.688 | 6923.338 | 10153.8741 | 8832.8197 | 6866.7098
12 | 5 | 14 | 840 | 78 | 16 | 0 | 773.218 | 47.53 | 6101.941 | 5873.09 | 9855.507 | 8574.9551 | 6520.146
12 | 5 | 15 | 804 | 66 | 16.1 | 0 | 600.647 | 41.783 | 4792.15 | 4611.172 | 8434.5016 | 7252.1931 | 5622.355
12 | 5 | 16 | 588 | 71 | 15.6 | 0 | 337.079 | 31.616 | 2689.667 | 2573.308 | 5160.8617 | 4361.7576 | 3700.5882
12 | 5 | 17 | 0 | 0 | 15 | 3.1 | 0 | 15 | 0 | 0 | 0 | 0 | 0
12 | 5 | 18 | 0 | 0 | 13.3 | 3.6 | 0 | 13.3 | 0 | 0 | 0 | 0 | 0
12 | 5 | 19 | 0 | 0 | 11.1 | 2.1 | 0 | 11.1 | 0 | 0 | 0 | 0 | 0
12 | 5 | 20 | 0 | 0 | 11.7 | 2.6 | 0 | 11.7 | 0 | 0 | 0 | 0 | 0
12 | 5 | 21 | 0 | 0 | 10 | 1.5 | 0 | 10 | 0 | 0 | 0 | 0 | 0
12 | 5 | 22 | 0 | 0 | 10 | 1.5 | 0 | 10 | 0 | 0 | 0 | 0 | 0
12 | 5 | 23 | 0 | 0 | 8.9 | 2.6 | 0 | 8.9 | 0 | 0 | 0 | 0 | 0
12 | 6 | 0 | 0 | 0 | 8.3 | 0 | 0 | 8.3 | 0 | 0 | 0 | 0 | 0
12 | 6 | 1 | 0 | 0 | 8.3 | 0 | 0 | 8.3 | 0 | 0 | 0 | 0 | 0
12 | 6 | 2 | 0 | 0 | 7.8 | 0 | 0 | 7.8 | 0 | 0 | 0 | 0 | 0
12 | 6 | 3 | 0 | 0 | 7.2 | 0 | 0 | 7.2 | 0 | 0 | 0 | 0 | 0
12 | 6 | 4 | 0 | 0 | 6.7 | 0 | 0 | 6.7 | 0 | 0 | 0 | 0 | 0
12 | 6 | 5 | 0 | 0 | 6.1 | 0 | 0 | 6.1 | 0 | 0 | 0 | 0 | 0
12 | 6 | 6 | 0 | 0 | 6.1 | 0 | 0 | 6.1 | 0 | 0 | 0 | 0 | 0
12 | 6 | 7 | 209 | 3 | 7.8 | 0 | 74.851 | 7.144 | 605.443 | 538.272 | 0 | 0 | 0
12 | 6 | 8 | 675 | 30 | 9.4 | 1.5 | 387.55 | 19.03 | 3281.27 | 3148.252 | 5204.3709 | 4394.2985 | 3479.4158
12 | 6 | 9 | 804 | 58 | 12.2 | 3.1 | 643.177 | 26.796 | 5446.903 | 5242.725 | 7566.371 | 6443.8765 | 5093.652
12 | 6 | 10 | 901 | 59 | 13.3 | 2.1 | 829.935 | 35.221 | 6864.934 | 6605.5 | 9897.5343 | 8577.4458 | 6458.3484
12 | 6 | 11 | 923 | 74 | 15 | 3.6 | 943.27 | 36.357 | 7783.625 | 7484.735 | 11094.7627 | 9647.739 | 7239.6153
12 | 6 | 12 | 893 | 93 | 16.7 | 3.1 | 967.222 | 39.844 | 7881.937 | 7578.654 | 11101.0212 | 9661.3583 | 7369.5382
12 | 6 | 13 | 828 | 102 | 18.3 | 2.1 | 880.717 | 42.186 | 7111.04 | 6841.318 | 10221.124 | 8890.9259 | 6894.1937
12 | 6 | 14 | 847 | 76 | 18.3 | 1.5 | 776.573 | 41.429 | 6270.454 | 6035.019 | 9933.1896 | 8642.5835 | 6554.2952
12 | 6 | 15 | 804 | 66 | 18.9 | 2.1 | 601.314 | 35.288 | 4913.733 | 4728.558 | 8433.7801 | 7251.4659 | 5621.9374
12 | 6 | 16 | 588 | 71 | 18.3 | 2.1 | 337.802 | 27.422 | 2736.942 | 2619.297 | 5162.2898 | 4363.1143 | 3701.4407
12 | 6 | 17 | 0 | 0 | 16.7 | 2.1 | 0 | 16.7 | 0 | 0 | 0 | 0 | 0
12 | 6 | 18 | 0 | 0 | 15 | 0 | 0 | 15 | 0 | 0 | 0 | 0 | 0
12 | 6 | 19 | 0 | 0 | 14.4 | 0 | 0 | 14.4 | 0 | 0 | 0 | 0 | 0
12 | 6 | 20 | 0 | 0 | 12.8 | 0 | 0 | 12.8 | 0 | 0 | 0 | 0 | 0
12 | 6 | 21 | 0 | 0 | 12.8 | 1.5 | 0 | 12.8 | 0 | 0 | 0 | 0 | 0
12 | 6 | 22 | 0 | 0 | 11.1 | 2.6 | 0 | 11.1 | 0 | 0 | 0 | 0 | 0
12 | 6 | 23 | 0 | 0 | 10.6 | 0 | 0 | 10.6 | 0 | 0 | 0 | 0 | 0
12 | 7 | 0 | 0 | 0 | 9.4 | 1.5 | 0 | 9.4 | 0 | 0 | 0 | 0 | 0
12 | 7 | 1 | 0 | 0 | 9.4 | 2.1 | 0 | 9.4 | 0 | 0 | 0 | 0 | 0
12 | 7 | 2 | 0 | 0 | 8.3 | 2.6 | 0 | 8.3 | 0 | 0 | 0 | 0 | 0
12 | 7 | 3 | 0 | 0 | 8.3 | 1.5 | 0 | 8.3 | 0 | 0 | 0 | 0 | 0
12 | 7 | 4 | 0 | 0 | 8.3 | 2.6 | 0 | 8.3 | 0 | 0 | 0 | 0 | 0
12 | 7 | 5 | 0 | 0 | 7.2 | 2.6 | 0 | 7.2 | 0 | 0 | 0 | 0 | 0
12 | 7 | 6 | 0 | 0 | 7.2 | 3.6 | 0 | 7.2 | 0 | 0 | 0 | 0 | 0
12 | 7 | 7 | 191 | 3 | 7.2 | 2.6 | 68.852 | 7.023 | 557.528 | 491.314 | 0 | 0 | 0
12 | 7 | 8 | 566 | 42 | 8.9 | 2.1 | 351.124 | 16.69 | 3004.052 | 2878.989 | 4352.5577 | 3675.5122 | 3020.6994
12 | 7 | 9 | 668 | 84 | 11.7 | 2.1 | 583.39 | 26.507 | 4948.911 | 4762.511 | 6270.6412 | 5339.4363 | 4460.3026
12 | 7 | 10 | 878 | 71 | 13.3 | 0 | 825.195 | 44.984 | 6583.898 | 6335.96 | 9626.6292 | 8340.4775 | 6373.1498
12 | 7 | 11 | 941 | 71 | 16.1 | 2.6 | 954.841 | 39.981 | 7774.88 | 7476.379 | 11296.306 | 9823.3276 | 7342.392
12 | 7 | 12 | 953 | 73 | 17.2 | 0 | 988.009 | 55.27 | 7592.578 | 7302.13 | 11836.3931 | 10300.6196 | 7682.9277
12 | 7 | 13 | 920 | 74 | 20 | 2.1 | 919.443 | 44.802 | 7350.87 | 7070.925 | 11349.7761 | 9872.3025 | 7393.2602
12 | 7 | 14 | 903 | 67 | 19.4 | 1.5 | 802.64 | 43.286 | 6435.517 | 6193.54 | 10585.9285 | 9210.5458 | 6891.8195
12 | 7 | 15 | 667 | 90 | 20.6 | 1.5 | 547.098 | 37.246 | 4444.865 | 4275.6 | 6996.6542 | 6015.8037 | 4898.3291
12 | 7 | 16 | 552 | 75 | 20 | 2.1 | 323.668 | 28.575 | 2615.195 | 2500.85 | 4848.0179 | 4097.6824 | 3530.8785
12 | 7 | 17 | 0 | 0 | 17.8 | 0 | 0 | 17.8 | 0 | 0 | 0 | 0 | 0
12 | 7 | 18 | 0 | 0 | 16.7 | 2.1 | 0 | 16.7 | 0 | 0 | 0 | 0 | 0
12 | 7 | 19 | 0 | 0 | 15 | 0 | 0 | 15 | 0 | 0 | 0 | 0 | 0
12 | 7 | 20 | 0 | 0 | 14.4 | 1.5 | 0 | 14.4 | 0 | 0 | 0 | 0 | 0
12 | 7 | 21 | 0 | 0 | 15.6 | 2.6 | 0 | 15.6 | 0 | 0 | 0 | 0 | 0
12 | 7 | 22 | 0 | 0 | 15.6 | 5.2 | 0 | 15.6 | 0 | 0 | 0 | 0 | 0
12 | 7 | 23 | 0 | 0 | 15 | 2.6 | 0 | 15 | 0 | 0 | 0 | 0 | 0
12 | 8 | 0 | 0 | 0 | 15 | 3.6 | 0 | 15 | 0 | 0 | 0 | 0 | 0
12 | 8 | 1 | 0 | 0 | 13.3 | 5.2 | 0 | 13.3 | 0 | 0 | 0 | 0 | 0
12 | 8 | 2 | 0 | 0 | 14.4 | 2.6 | 0 | 14.4 | 0 | 0 | 0 | 0 | 0
12 | 8 | 3 | 0 | 0 | 11.1 | 5.2 | 0 | 11.1 | 0 | 0 | 0 | 0 | 0
12 | 8 | 4 | 0 | 0 | 10 | 2.6 | 0 | 10 | 0 | 0 | 0 | 0 | 0
12 | 8 | 5 | 0 | 0 | 10.6 | 1.5 | 0 | 10.6 | 0 | 0 | 0 | 0 | 0
12 | 8 | 6 | 0 | 0 | 11.7 | 3.1 | 0 | 11.7 | 0 | 0 | 0 | 0 | 0
12 | 8 | 7 | 149 | 3 | 10 | 2.1 | 54.982 | 9.448 | 442.906 | 378.949 | 0 | 0 | 0
12 | 8 | 8 | 565 | 39 | 12.8 | 3.6 | 346.06 | 19.245 | 2932.798 | 2809.737 | 4333.6702 | 3659.9606 | 2989.8262
12 | 8 | 9 | 775 | 57 | 15 | 5.7 | 619.309 | 25.495 | 5267.616 | 5069.936 | 7257.0961 | 6178.2956 | 4897.2677
12 | 8 | 10 | 837 | 70 | 16.1 | 5.2 | 796.388 | 30.974 | 6689.023 | 6436.817 | 9160.2027 | 7934.2648 | 6081.4033
12 | 8 | 11 | 857 | 95 | 16.7 | 4.6 | 916.561 | 35.401 | 7589.645 | 7299.326 | 10274.8754 | 8935.3891 | 6881.7609
12 | 8 | 12 | 730 | 148 | 17.8 | 5.7 | 885.881 | 33.908 | 7377.618 | 7096.52 | 9059.0831 | 7883.1369 | 6495.359
12 | 8 | 13 | 638 | 149 | 18.9 | 6.2 | 772.145 | 32.213 | 6466.76 | 6223.534 | 7866.3724 | 6842.1168 | 5776.5983
12 | 8 | 14 | 651 | 126 | 20 | 5.2 | 686.089 | 33.047 | 5715.238 | 5501.129 | 7629.3694 | 6638.1374 | 5485.5486
12 | 8 | 15 | 666 | 90 | 20 | 4.1 | 547.125 | 31.758 | 4534.685 | 4362.43 | 6986.7094 | 6007.3338 | 4892.1987
12 | 8 | 16 | 619 | 95 | 19.4 | 3.1 | 389.851 | 28.412 | 3163.643 | 3034.032 | 5438.958 | 4597.4253 | 4032.7319
12 | 8 | 17 | 0 | 0 | 18.3 | 2.1 | 0 | 18.3 | 0 | 0 | 0 | 0 | 0
12 | 8 | 18 | 0 | 0 | 15.6 | 1.5 | 0 | 15.6 | 0 | 0 | 0 | 0 | 0
12 | 8 | 19 | 0 | 0 | 15 | 0 | 0 | 15 | 0 | 0 | 0 | 0 | 0
12 | 8 | 20 | 0 | 0 | 13.3 | 3.1 | 0 | 13.3 | 0 | 0 | 0 | 0 | 0
12 | 8 | 21 | 0 | 0 | 13.3 | 4.6 | 0 | 13.3 | 0 | 0 | 0 | 0 | 0
12 | 8 | 22 | 0 | 0 | 13.9 | 5.7 | 0 | 13.9 | 0 | 0 | 0 | 0 | 0
12 | 8 | 23 | 0 | 0 | 11.7 | 3.1 | 0 | 11.7 | 0 | 0 | 0 | 0 | 0
12 | 9 | 0 | 0 | 0 | 11.1 | 4.1 | 0 | 11.1 | 0 | 0 | 0 | 0 | 0
12 | 9 | 1 | 0 | 0 | 10 | 4.1 | 0 | 10 | 0 | 0 | 0 | 0 | 0
12 | 9 | 2 | 0 | 0 | 10 | 3.1 | 0 | 10 | 0 | 0 | 0 | 0 | 0
12 | 9 | 3 | 0 | 0 | 8.9 | 1.5 | 0 | 8.9 | 0 | 0 | 0 | 0 | 0
12 | 9 | 4 | 0 | 0 | 9.4 | 3.1 | 0 | 9.4 | 0 | 0 | 0 | 0 | 0
12 | 9 | 5 | 0 | 0 | 8.9 | 2.1 | 0 | 8.9 | 0 | 0 | 0 | 0 | 0
12 | 9 | 6 | 0 | 0 | 7.8 | 1.5 | 0 | 7.8 | 0 | 0 | 0 | 0 | 0
12 | 9 | 7 | 193 | 2 | 7.8 | 2.6 | 67.335 | 7.591 | 541.706 | 475.806 | 0 | 0 | 0
12 | 9 | 8 | 589 | 38 | 11.7 | 3.1 | 355.775 | 18.724 | 3018.082 | 2892.622 | 4506.2897 | 3806.1152 | 3092.9138
12 | 9 | 9 | 757 | 59 | 14.4 | 3.1 | 608.229 | 28.066 | 5126.454 | 4933.813 | 7071.4056 | 6019.1124 | 4796.0948
12 | 9 | 10 | 754 | 94 | 17.2 | 4.1 | 760.629 | 33.339 | 6335.342 | 6097.346 | 8237.0957 | 7132.8041 | 5676.0218
12 | 9 | 11 | 857 | 96 | 17.8 | 4.1 | 916.913 | 37.481 | 7535.087 | 7247.156 | 10262.3006 | 8924.7533 | 6881.0411
12 | 9 | 12 | 772 | 126 | 19.4 | 4.6 | 898.845 | 37.955 | 7375.959 | 7094.934 | 9572.6911 | 8329.557 | 6660.6018
12 | 9 | 13 | 822 | 100 | 21.1 | 6.2 | 872.897 | 36.176 | 7205.573 | 6931.845 | 10129.864 | 8810.6166 | 6825.276
12 | 9 | 14 | 771 | 103 | 21.7 | 4.6 | 754.836 | 37.299 | 6190.127 | 5957.843 | 9033.5673 | 7859.9129 | 6187.1185
12 | 9 | 15 | 776 | 84 | 22.2 | 3.1 | 610.685 | 36.747 | 4968.477 | 4781.394 | 8141.971 | 7000.8472 | 5562.2296
12 | 9 | 16 | 526 | 76 | 20.6 | 4.1 | 333.392 | 27.662 | 2714.16 | 2597.136 | 4624.3474 | 3909.1231 | 3397.2264
12 | 9 | 17 | 0 | 0 | 18.3 | 2.6 | 0 | 18.3 | 0 | 0 | 0 | 0 | 0
12 | 9 | 18 | 0 | 0 | 16.1 | 5.2 | 0 | 16.1 | 0 | 0 | 0 | 0 | 0
12 | 9 | 19 | 0 | 0 | 15 | 3.6 | 0 | 15 | 0 | 0 | 0 | 0 | 0
12 | 9 | 20 | 0 | 0 | 13.3 | 4.6 | 0 | 13.3 | 0 | 0 | 0 | 0 | 0
12 | 9 | 21 | 0 | 0 | 13.9 | 2.1 | 0 | 13.9 | 0 | 0 | 0 | 0 | 0
12 | 9 | 22 | 0 | 0 | 13.3 | 2.1 | 0 | 13.3 | 0 | 0 | 0 | 0 | 0
12 | 9 | 23 | 0 | 0 | 11.1 | 3.1 | 0 | 11.1 | 0 | 0 | 0 | 0 | 0
12 | 10 | 0 | 0 | 0 | 12.8 | 4.1 | 0 | 12.8 | 0 | 0 | 0 | 0 | 0
12 | 10 | 1 | 0 | 0 | 11.7 | 3.6 | 0 | 11.7 | 0 | 0 | 0 | 0 | 0
12 | 10 | 2 | 0 | 0 | 11.1 | 3.6 | 0 | 11.1 | 0 | 0 | 0 | 0 | 0
12 | 10 | 3 | 0 | 0 | 11.1 | 2.6 | 0 | 11.1 | 0 | 0 | 0 | 0 | 0
12 | 10 | 4 | 0 | 0 | 10 | 4.6 | 0 | 10 | 0 | 0 | 0 | 0 | 0
12 | 10 | 5 | 0 | 0 | 10.6 | 2.6 | 0 | 10.6 | 0 | 0 | 0 | 0 | 0
12 | 10 | 6 | 0 | 0 | 9.4 | 0 | 0 | 9.4 | 0 | 0 | 0 | 0 | 0
12 | 10 | 7 | 0 | 1 | 9.4 | 1.5 | 0.883 | 7.084 | 8.069 | 0 | 0 | 0 | 0
12 | 10 | 8 | 15 | 65 | 12.2 | 2.1 | 70.175 | 12.11 | 627.877 | 560.256 | 114.4748 | 96.6963 | 495.4405
12 | 10 | 9 | 0 | 53 | 12.2 | 6.2 | 47.198 | 11.893 | 424.527 | 360.928 | 0 | 0 | 350.4938
12 | 10 | 10 | 573 | 190 | 13.9 | 7.7 | 716.043 | 23.778 | 6172.237 | 5940.651 | 6248.9132 | 5409.7273 | 5096.8069
12 | 10 | 11 | 672 | 143 | 14.4 | 8.2 | 809.632 | 25.854 | 6937.13 | 6674.7 | 8037.5083 | 6990.1612 | 5842.0629
12 | 10 | 12 | 706 | 139 | 15 | 8.8 | 852.544 | 26.611 | 7287.068 | 7009.862 | 8747.7792 | 7611.3359 | 6245.8988
12 | 10 | 13 | 785 | 113 | 15 | 4.6 | 861.138 | 32.688 | 7199.058 | 6925.607 | 9669.4862 | 8409.9728 | 6632.2145
12 | 10 | 14 | 726 | 108 | 15.6 | 5.2 | 725.763 | 29.507 | 6121.879 | 5892.254 | 8504.9109 | 7399.9501 | 5898.6738
12 | 10 | 15 | 570 | 101 | 15.6 | 6.2 | 498.899 | 23.977 | 4254.289 | 4091.276 | 5982.0149 | 5143.8304 | 4347.8229
12 | 10 | 16 | 512 | 76 | 15 | 3.1 | 328.165 | 22.462 | 2722.799 | 2605.539 | 4504.1608 | 3807.8319 | 3321.8632
12 | 10 | 17 | 0 | 0 | 14.4 | 0 | 0 | 14.4 | 0 | 0 | 0 | 0 | 0
12 | 10 | 18 | 0 | 0 | 13.3 | 0 | 0 | 13.3 | 0 | 0 | 0 | 0 | 0
12 | 10 | 19 | 0 | 0 | 12.2 | 3.1 | 0 | 12.2 | 0 | 0 | 0 | 0 | 0
12 | 10 | 20 | 0 | 0 | 10.6 | 2.6 | 0 | 10.6 | 0 | 0 | 0 | 0 | 0
12 | 10 | 21 | 0 | 0 | 10 | 2.1 | 0 | 10 | 0 | 0 | 0 | 0 | 0
12 | 10 | 22 | 0 | 0 | 9.4 | 0 | 0 | 9.4 | 0 | 0 | 0 | 0 | 0
12 | 10 | 23 | 0 | 0 | 8.9 | 2.6 | 0 | 8.9 | 0 | 0 | 0 | 0 | 0
12 | 11 | 0 | 0 | 0 | 8.3 | 2.6 | 0 | 8.3 | 0 | 0 | 0 | 0 | 0
12 | 11 | 1 | 0 | 0 | 8.3 | 2.6 | 0 | 8.3 | 0 | 0 | 0 | 0 | 0
12 | 11 | 2 | 0 | 0 | 8.9 | 2.1 | 0 | 8.9 | 0 | 0 | 0 | 0 | 0
12 | 11 | 3 | 0 | 0 | 8.3 | 6.2 | 0 | 8.3 | 0 | 0 | 0 | 0 | 0
12 | 11 | 4 | 0 | 0 | 8.3 | 3.1 | 0 | 8.3 | 0 | 0 | 0 | 0 | 0
12 | 11 | 5 | 0 | 0 | 8.3 | 2.6 | 0 | 8.3 | 0 | 0 | 0 | 0 | 0
12 | 11 | 6 | 0 | 0 | 8.3 | 3.6 | 0 | 8.3 | 0 | 0 | 0 | 0 | 0
12 | 11 | 7 | 70 | 3 | 8.3 | 4.6 | 30.328 | 7.413 | 250.417 | 190.15 | 0 | 0 | 0
12 | 11 | 8 | 0 | 36 | 8.3 | 5.7 | 32.02 | 7.607 | 292.138 | 231.082 | 0 | 0 | 234.2989
12 | 11 | 9 | 0 | 81 | 8.9 | 4.1 | 73.609 | 8.974 | 668.54 | 600.098 | 0 | 0 | 535.5905
12 | 11 | 10 | 0 | 102 | 8.9 | 4.1 | 92.758 | 9.487 | 841.029 | 769.041 | 0 | 0 | 679.1772
12 | 11 | 11 | 0 | 116 | 8.9 | 3.1 | 105.801 | 9.927 | 957.885 | 883.437 | 0 | 0 | 774.1693
12 | 11 | 12 | 0 | 123 | 8.9 | 1.5 | 112.533 | 10.472 | 1016.992 | 941.283 | 0 | 0 | 821.3607
12 | 11 | 13 | 0 | 125 | 7.8 | 3.1 | 114.988 | 9.097 | 1043.938 | 967.649 | 0 | 0 | 834.6511
12 | 11 | 14 | 0 | 102 | 7.8 | 5.2 | 93.205 | 8.375 | 848.207 | 776.069 | 0 | 0 | 680.4694
12 | 11 | 15 | 48 | 141 | 7.2 | 4.1 | 185.707 | 9.863 | 1677.157 | 1586.544 | 503.9112 | 433.3286 | 1247.2937
12 | 11 | 16 | 272 | 109 | 7.2 | 4.1 | 275.756 | 12.041 | 2410.931 | 2302.009 | 2394.5914 | 2024.5819 | 2217.9745
12 | 11 | 17 | 0 | 0 | 6.7 | 2.6 | 0 | 6.7 | 0 | 0 | 0 | 0 | 0
12 | 11 | 18 | 0 | 0 | 7.2 | 2.1 | 0 | 7.2 | 0 | 0 | 0 | 0 | 0
12 | 11 | 19 | 0 | 0 | 7.2 | 5.2 | 0 | 7.2 | 0 | 0 | 0 | 0 | 0
12 | 11 | 20 | 0 | 0 | 7.2 | 4.6 | 0 | 7.2 | 0 | 0 | 0 | 0 | 0
12 | 11 | 21 | 0 | 0 | 6.7 | 2.1 | 0 | 6.7 | 0 | 0 | 0 | 0 | 0
12 | 11 | 22 | 0 | 0 | 7.2 | 1.5 | 0 | 7.2 | 0 | 0 | 0 | 0 | 0
12 | 11 | 23 | 0 | 0 | 7.2 | 2.1 | 0 | 7.2 | 0 | 0 | 0 | 0 | 0
12 | 12 | 0 | 0 | 0 | 6.7 | 0 | 0 | 6.7 | 0 | 0 | 0 | 0 | 0
12 | 12 | 1 | 0 | 0 | 6.7 | 0 | 0 | 6.7 | 0 | 0 | 0 | 0 | 0
12 | 12 | 2 | 0 | 0 | 6.1 | 2.6 | 0 | 6.1 | 0 | 0 | 0 | 0 | 0
12 | 12 | 3 | 0 | 0 | 6.1 | 2.6 | 0 | 6.1 | 0 | 0 | 0 | 0 | 0
12 | 12 | 4 | 0 | 0 | 6.1 | 1.5 | 0 | 6.1 | 0 | 0 | 0 | 0 | 0
12 | 12 | 5 | 0 | 0 | 6.1 | 2.6 | 0 | 6.1 | 0 | 0 | 0 | 0 | 0
12 | 12 | 6 | 0 | 0 | 6.1 | 0 | 0 | 6.1 | 0 | 0 | 0 | 0 | 0
12 | 12 | 7 | 0 | 1 | 6.7 | 0 | 0.883 | 2.345 | 8.195 | 0 | 0 | 0 | 0
12 | 12 | 8 | 10 | 65 | 7.2 | 2.1 | 68.074 | 6.971 | 620.41 | 552.94 | 75.9469 | 64.1607 | 470.9345
12 | 12 | 9 | 17 | 142 | 8.3 | 1.5 | 152.39 | 10.911 | 1373.99 | 1290.405 | 157.7084 | 134.1642 | 1037.1574
12 | 12 | 10 | 134 | 217 | 8.3 | 0 | 359.791 | 21.778 | 3126.17 | 2997.635 | 1456.5415 | 1260.2769 | 2338.1408
12 | 12 | 11 | 708 | 178 | 9.4 | 0 | 877.94 | 41.739 | 7102.926 | 6833.547 | 8449.3911 | 7348.8294 | 6326.5317
12 | 12 | 12 | 724 | 148 | 10 | 2.6 | 878.965 | 32.509 | 7356.867 | 7076.664 | 8958.7921 | 7794.162 | 6434.1754
12 | 12 | 13 | 858 | 89 | 10.6 | 2.6 | 891.904 | 33.391 | 7436.991 | 7153.326 | 10560.8311 | 9184.8336 | 7013.7414
12 | 12 | 14 | 815 | 91 | 11.1 | 3.6 | 771.581 | 28.978 | 6519.558 | 6274.214 | 9546.4235 | 8306.1563 | 6419.4334
12 | 12 | 15 | 514 | 117 | 11.1 | 3.6 | 481.598 | 22.265 | 4135.139 | 3975.972 | 5398.2261 | 4642.4245 | 4095.3318
12 | 12 | 16 | 0 | 88 | 11.1 | 1.5 | 106.951 | 14.158 | 954.678 | 880.298 | 0 | 0 | 579.8861
12 | 12 | 17 | 0 | 0 | 10 | 5.2 | 0 | 10 | 0 | 0 | 0 | 0 | 0
12 | 12 | 18 | 0 | 0 | 8.9 | 2.6 | 0 | 8.9 | 0 | 0 | 0 | 0 | 0
12 | 12 | 19 | 0 | 0 | 8.3 | 2.6 | 0 | 8.3 | 0 | 0 | 0 | 0 | 0
12 | 12 | 20 | 0 | 0 | 7.8 | 4.1 | 0 | 7.8 | 0 | 0 | 0 | 0 | 0
12 | 12 | 21 | 0 | 0 | 6.7 | 3.1 | 0 | 6.7 | 0 | 0 | 0 | 0 | 0
12 | 12 | 22 | 0 | 0 | 6.1 | 2.6 | 0 | 6.1 | 0 | 0 | 0 | 0 | 0
12 | 12 | 23 | 0 | 0 | 5.6 | 2.1 | 0 | 5.6 | 0 | 0 | 0 | 0 | 0
12 | 13 | 0 | 0 | 0 | 5.6 | 2.1 | 0 | 5.6 | 0 | 0 | 0 | 0 | 0
12 | 13 | 1 | 0 | 0 | 5 | 0 | 0 | 5 | 0 | 0 | 0 | 0 | 0
12 | 13 | 2 | 0 | 0 | 4.4 | 0 | 0 | 4.4 | 0 | 0 | 0 | 0 | 0
12 | 13 | 3 | 0 | 0 | 4.4 | 0 | 0 | 4.4 | 0 | 0 | 0 | 0 | 0
12 | 13 | 4 | 0 | 0 | 3.3 | 0 | 0 | 3.3 | 0 | 0 | 0 | 0 | 0
12 | 13 | 5 | 0 | 0 | 2.8 | 1.5 | 0 | 2.8 | 0 | 0 | 0 | 0 | 0
12 | 13 | 6 | 0 | 0 | 3.3 | 0 | 0 | 3.3 | 0 | 0 | 0 | 0 | 0
12 | 13 | 7 | 134 | 1 | 3.9 | 0 | 45.669 | 1.642 | 373.066 | 310.462 | 0 | 0 | 0
12 | 13 | 8 | 517 | 42 | 5.6 | 2.1 | 323.826 | 12.59 | 2804.941 | 2685.43 | 3917.2372 | 3309.4901 | 2749.1721
12 | 13 | 9 | 772 | 72 | 6.7 | 3.1 | 628.815 | 20.918 | 5432.416 | 5228.767 | 7146.2031 | 6078.1799 | 4933.1731
12 | 13 | 10 | 865 | 63 | 8.9 | 2.6 | 797.24 | 28.827 | 6745.787 | 6491.259 | 9387.6373 | 8120.5997 | 6177.5061
12 | 13 | 11 | 898 | 78 | 10.6 | 3.1 | 919.651 | 32.585 | 7692.367 | 7397.525 | 10705.8659 | 9311.6592 | 7031.7426
12 | 13 | 12 | 953 | 72 | 10.6 | 1.5 | 984.063 | 39.779 | 8020.587 | 7711.054 | 11785.4493 | 10252.9234 | 7644.8981
12 | 13 | 13 | 919 | 84 | 12.2 | 1.5 | 940.041 | 40.337 | 7641.944 | 7349.327 | 11308.4214 | 9834.8673 | 7434.7718
12 | 13 | 14 | 814 | 91 | 11.7 | 2.1 | 771.358 | 33.117 | 6422.067 | 6180.626 | 9535.1885 | 8296.3778 | 6412.5706
12 | 13 | 15 | 589 | 102 | 12.2 | 2.6 | 513.96 | 25.537 | 4359.698 | 4193.242 | 6188.8981 | 5322.8431 | 4481.3645
12 | 13 | 16 | 459 | 77 | 11.7 | 3.1 | 308.56 | 18.748 | 2600.648 | 2486.693 | 4047.8965 | 3423.1724 | 3042.3932
12 | 13 | 17 | 0 | 0 | 10 | 1.5 | 0 | 10 | 0 | 0 | 0 | 0 | 0
12 | 13 | 18 | 0 | 0 | 10 | 1.5 | 0 | 10 | 0 | 0 | 0 | 0 | 0
12 | 13 | 19 | 0 | 0 | 7.8 | 0 | 0 | 7.8 | 0 | 0 | 0 | 0 | 0
12 | 13 | 20 | 0 | 0 | 8.3 | 1.5 | 0 | 8.3 | 0 | 0 | 0 | 0 | 0
12 | 13 | 21 | 0 | 0 | 6.7 | 0 | 0 | 6.7 | 0 | 0 | 0 | 0 | 0
12 | 13 | 22 | 0 | 0 | 6.1 | 3.1 | 0 | 6.1 | 0 | 0 | 0 | 0 | 0
12 | 13 | 23 | 0 | 0 | 5.6 | 2.6 | 0 | 5.6 | 0 | 0 | 0 | 0 | 0
12 | 14 | 0 | 0 | 0 | 5 | 2.1 | 0 | 5 | 0 | 0 | 0 | 0 | 0
12 | 14 | 1 | 0 | 0 | 3.9 | 2.1 | 0 | 3.9 | 0 | 0 | 0 | 0 | 0
12 | 14 | 2 | 0 | 0 | 3.9 | 2.1 | 0 | 3.9 | 0 | 0 | 0 | 0 | 0
12 | 14 | 3 | 0 | 0 | 2.8 | 0 | 0 | 2.8 | 0 | 0 | 0 | 0 | 0
12 | 14 | 4 | 0 | 0 | 2.8 | 0 | 0 | 2.8 | 0 | 0 | 0 | 0 | 0
12 | 14 | 5 | 0 | 0 | 2.8 | 2.1 | 0 | 2.8 | 0 | 0 | 0 | 0 | 0
12 | 14 | 6 | 0 | 0 | 2.2 | 0 | 0 | 2.2 | 0 | 0 | 0 | 0 | 0
12 | 14 | 7 | 146 | 1 | 3.9 | 2.1 | 49.478 | 3.104 | 401.837 | 338.678 | 0 | 0 | 0
12 | 14 | 8 | 621 | 30 | 5.6 | 3.6 | 351.894 | 12.178 | 3039.666 | 2913.595 | 4694.4467 | 3966.274 | 3163.0379
12 | 14 | 9 | 822 | 46 | 7.8 | 3.6 | 623.349 | 21.251 | 5374.536 | 5172.993 | 7592.952 | 6456.9082 | 5041.0143
12 | 14 | 10 | 870 | 62 | 8.9 | 3.6 | 798.957 | 26.854 | 6807.321 | 6550.266 | 9427.7412 | 8153.246 | 6195.9804
12 | 14 | 11 | 755 | 148 | 10.6 | 2.6 | 887.786 | 33.081 | 7413.326 | 7130.687 | 8992.2616 | 7821.4265 | 6456.9215
12 | 14 | 12 | 332 | 260 | 12.2 | 3.6 | 623.831 | 26.779 | 5329.864 | 5129.94 | 4103.5201 | 3569.7824 | 4230.5925
12 | 14 | 13 | 552 | 215 | 12.2 | 4.1 | 765.999 | 28.605 | 6499.196 | 6254.669 | 6790.8831 | 5905.9198 | 5563.4567
12 | 14 | 14 | 133 | 205 | 12.2 | 3.1 | 341.722 | 20.676 | 2979.352 | 2854.986 | 1558.1508 | 1355.7147 | 2316.283
12 | 14 | 15 | 521 | 159 | 13.3 | 3.1 | 532.646 | 25.188 | 4531.958 | 4359.794 | 5477.4754 | 4711.438 | 4423.1604
12 | 14 | 16 | 689 | 69 | 12.8 | 1.5 | 389.678 | 24.28 | 3197.192 | 3066.614 | 6082.3434 | 5144.2928 | 4263.5276
12 | 14 | 17 | 0 | 0 | 11.7 | 0 | 0 | 11.7 | 0 | 0 | 0 | 0 | 0
12 | 14 | 18 | 0 | 0 | 11.7 | 0 | 0 | 11.7 | 0 | 0 | 0 | 0 | 0
12 | 14 | 19 | 0 | 0 | 11.1 | 2.6 | 0 | 11.1 | 0 | 0 | 0 | 0 | 0
12 | 14 | 20 | 0 | 0 | 9.4 | 2.1 | 0 | 9.4 | 0 | 0 | 0 | 0 | 0
12 | 14 | 21 | 0 | 0 | 9.4 | 1.5 | 0 | 9.4 | 0 | 0 | 0 | 0 | 0
12 | 14 | 22 | 0 | 0 | 8.9 | 0 | 0 | 8.9 | 0 | 0 | 0 | 0 | 0
12 | 14 | 23 | 0 | 0 | 7.8 | 1.5 | 0 | 7.8 | 0 | 0 | 0 | 0 | 0
12 | 15 | 0 | 0 | 0 | 7.8 | 2.6 | 0 | 7.8 | 0 | 0 | 0 | 0 | 0
12 | 15 | 1 | 0 | 0 | 8.9 | 3.6 | 0 | 8.9 | 0 | 0 | 0 | 0 | 0
12 | 15 | 2 | 0 | 0 | 8.3 | 4.1 | 0 | 8.3 | 0 | 0 | 0 | 0 | 0
12 | 15 | 3 | 0 | 0 | 7.2 | 0 | 0 | 7.2 | 0 | 0 | 0 | 0 | 0
12 | 15 | 4 | 0 | 0 | 7.2 | 0 | 0 | 7.2 | 0 | 0 | 0 | 0 | 0
12 | 15 | 5 | 0 | 0 | 6.7 | 0 | 0 | 6.7 | 0 | 0 | 0 | 0 | 0
12 | 15 | 6 | 0 | 0 | 5.6 | 0 | 0 | 5.6 | 0 | 0 | 0 | 0 | 0
12 | 15 | 7 | 137 | 1 | 5 | 0 | 46.457 | 2.827 | 377.564 | 314.874 | 0 | 0 | 0
12 | 15 | 8 | 604 | 30 | 6.7 | 0 | 342.564 | 18.578 | 2894.761 | 2772.762 | 4555.7394 | 3849.1914 | 3076.0038
12 | 15 | 9 | 613 | 90 | 7.8 | 1.5 | 544.277 | 23.046 | 4670.416 | 4493.59 | 5650.7952 | 4804.3972 | 4120.9098
12 | 15 | 10 | 695 | 127 | 9.4 | 2.6 | 745.468 | 27.827 | 6332.183 | 6094.313 | 7520.5227 | 6502.2683 | 5459.1591
12 | 15 | 11 | 422 | 227 | 9.4 | 2.1 | 656.469 | 27.404 | 5594.855 | 5385.232 | 5021.5162 | 4367.8012 | 4569.1583
12 | 15 | 12 | 730 | 183 | 10.6 | 4.6 | 920.947 | 29.154 | 7801.302 | 7501.625 | 9018.4073 | 7845.1382 | 6704.0225
12 | 15 | 13 | 319 | 243 | 11.7 | 5.2 | 578.955 | 22.89 | 5012.683 | 4824.053 | 3923.7721 | 3412.4102 | 4007.6217
12 | 15 | 14 | 215 | 213 | 12.2 | 4.6 | 416.951 | 20.377 | 3637.473 | 3493.848 | 2519.3028 | 2191.9898 | 2954.8261
12 | 15 | 15 | 575 | 142 | 12.2 | 4.6 | 550.063 | 22.802 | 4716.347 | 4537.96 | 6049.0821 | 5203.6897 | 4661.2275
12 | 15 | 16 | 684 | 66 | 12.2 | 4.6 | 387.871 | 19.73 | 3234.408 | 3102.753 | 6044.786 | 5113.2395 | 4220.0168
12 | 15 | 17 | 0 | 0 | 11.1 | 0 | 0 | 11.1 | 0 | 0 | 0 | 0 | 0
12 | 15 | 18 | 0 | 0 | 10.6 | 4.1 | 0 | 10.6 | 0 | 0 | 0 | 0 | 0
12 | 15 | 19 | 0 | 0 | 10 | 4.1 | 0 | 10 | 0 | 0 | 0 | 0 | 0
12 | 15 | 20 | 0 | 0 | 10 | 4.1 | 0 | 10 | 0 | 0 | 0 | 0 | 0
12 | 15 | 21 | 0 | 0 | 8.3 | 3.6 | 0 | 8.3 | 0 | 0 | 0 | 0 | 0
12 | 15 | 22 | 0 | 0 | 7.2 | 1.5 | 0 | 7.2 | 0 | 0 | 0 | 0 | 0
12 | 15 | 23 | 0 | 0 | 7.2 | 2.1 | 0 | 7.2 | 0 | 0 | 0 | 0 | 0
12 | 16 | 0 | 0 | 0 | 6.1 | 1.5 | 0 | 6.1 | 0 | 0 | 0 | 0 | 0
12 | 16 | 1 | 0 | 0 | 5 | 2.6 | 0 | 5 | 0 | 0 | 0 | 0 | 0
12 | 16 | 2 | 0 | 0 | 5 | 3.1 | 0 | 5 | 0 | 0 | 0 | 0 | 0
12 | 16 | 3 | 0 | 0 | 3.9 | 4.1 | 0 | 3.9 | 0 | 0 | 0 | 0 | 0
12 | 16 | 4 | 0 | 0 | 3.3 | 2.6 | 0 | 3.3 | 0 | 0 | 0 | 0 | 0
12 | 16 | 5 | 0 | 0 | 3.9 | 2.6 | 0 | 3.9 | 0 | 0 | 0 | 0 | 0
12 | 16 | 6 | 0 | 0 | 3.3 | 1.5 | 0 | 3.3 | 0 | 0 | 0 | 0 | 0
12 | 16 | 7 | 136 | 1 | 3.3 | 2.6 | 46.032 | 2.478 | 374.314 | 311.687 | 0 | 0 | 0
12 | 16 | 8 | 608 | 30 | 5 | 1.5 | 343.485 | 13.258 | 2953.918 | 2830.265 | 4575.9538 | 3866.3399 | 3089.4447
12 | 16 | 9 | 754 | 57 | 6.7 | 1.5 | 595.163 | 23.424 | 5094.047 | 4902.553 | 6936.8305 | 5896.6545 | 4706.1603
12 | 16 | 10 | 817 | 93 | 8.3 | 2.1 | 799.321 | 29.525 | 6747.078 | 6492.498 | 8828.5071 | 7631.3501 | 6035.6594
12 | 16 | 11 | 827 | 100 | 10 | 2.1 | 889.485 | 34.033 | 7401.375 | 7119.252 | 9832.2513 | 8552.4609 | 6647.9788
12 | 16 | 12 | 850 | 117 | 12.2 | 3.1 | 951.761 | 35.062 | 7892.645 | 7588.882 | 10496.3437 | 9130.5355 | 7161.6741
12 | 16 | 13 | 790 | 111 | 13.3 | 3.6 | 864.141 | 33.261 | 7209.355 | 6935.466 | 9716.0879 | 8449.7992 | 6647.1269
12 | 16 | 14 | 801 | 88 | 13.9 | 5.7 | 759.618 | 27.64 | 6449.564 | 6207.026 | 9388.3535 | 8168.5807 | 6302.9044
12 | 16 | 15 | 773 | 79 | 14.4 | 4.1 | 609.666 | 27.701 | 5127.209 | 4934.542 | 8137.9293 | 7001.4962 | 5525.5547
12 | 16 | 16 | 657 | 67 | 14.4 | 3.6 | 377.741 | 22.829 | 3119.574 | 2991.228 | 5813.009 | 4917.9232 | 4081.2473
12 | 16 | 17 | 0 | 0 | 12.8 | 2.6 | 0 | 12.8 | 0 | 0 | 0 | 0 | 0
12 | 16 | 18 | 0 | 0 | 10.6 | 2.6 | 0 | 10.6 | 0 | 0 | 0 | 0 | 0
12 | 16 | 19 | 0 | 0 | 9.4 | 1.5 | 0 | 9.4 | 0 | 0 | 0 | 0 | 0
12 | 16 | 20 | 0 | 0 | 9.4 | 2.1 | 0 | 9.4 | 0 | 0 | 0 | 0 | 0
12 | 16 | 21 | 0 | 0 | 8.9 | 3.6 | 0 | 8.9 | 0 | 0 | 0 | 0 | 0
12 | 16 | 22 | 0 | 0 | 7.8 | 2.1 | 0 | 7.8 | 0 | 0 | 0 | 0 | 0
12 | 16 | 23 | 0 | 0 | 6.7 | 1.5 | 0 | 6.7 | 0 | 0 | 0 | 0 | 0
12 | 17 | 0 | 0 | 0 | 6.7 | 0 | 0 | 6.7 | 0 | 0 | 0 | 0 | 0
12 | 17 | 1 | 0 | 0 | 5.6 | 2.6 | 0 | 5.6 | 0 | 0 | 0 | 0 | 0
12 | 17 | 2 | 0 | 0 | 5.6 | 2.1 | 0 | 5.6 | 0 | 0 | 0 | 0 | 0
12 | 17 | 3 | 0 | 0 | 5 | 0 | 0 | 5 | 0 | 0 | 0 | 0 | 0
12 | 17 | 4 | 0 | 0 | 3.9 | 1.5 | 0 | 3.9 | 0 | 0 | 0 | 0 | 0
12 | 17 | 5 | 0 | 0 | 3.9 | 3.1 | 0 | 3.9 | 0 | 0 | 0 | 0 | 0
12 | 17 | 6 | 0 | 0 | 3.9 | 2.1 | 0 | 3.9 | 0 | 0 | 0 | 0 | 0
12 | 17 | 7 | 137 | 1 | 4.4 | 2.1 | 46.249 | 3.52 | 374.539 | 311.908 | 0 | 0 | 0
12 | 17 | 8 | 601 | 35 | 7.2 | 2.1 | 349.34 | 14.875 | 2990.398 | 2865.72 | 4513.7443 | 3813.8078 | 3083.2369
12 | 17 | 9 | 697 | 67 | 8.3 | 0 | 567.798 | 30.647 | 4738.682 | 4559.534 | 6400.2123 | 5439.4432 | 4438.0534
12 | 17 | 10 | 735 | 93 | 10.6 | 0 | 736.344 | 39.679 | 5991.245 | 5766.666 | 7931.9918 | 6854.8395 | 5485.972
12 | 17 | 11 | 791 | 102 | 12.8 | 0 | 858.804 | 46.406 | 6826.516 | 6568.669 | 9396.6758 | 8173.7555 | 6396.6
12 | 17 | 12 | 778 | 120 | 13.9 | 2.1 | 895.149 | 38.049 | 7342.848 | 7063.248 | 9603.616 | 8353.7652 | 6639.0227
12 | 17 | 13 | 692 | 148 | 15 | 1.5 | 820.239 | 39.508 | 6689.575 | 6437.346 | 8510.3439 | 7401.1784 | 6161.2606
12 | 17 | 14 | 782 | 125 | 17.2 | 1.5 | 792.949 | 40.61 | 6425.73 | 6184.144 | 9168.7348 | 7977.4714 | 6415.897
12 | 17 | 15 | 294 | 145 | 17.2 | 2.6 | 368.912 | 26.963 | 3125.731 | 2997.209 | 3097.6188 | 2665.4227 | 2867.5315
12 | 17 | 16 | 43 | 101 | 16.7 | 1.5 | 160.717 | 20.899 | 1391.947 | 1307.954 | 380.9361 | 322.332 | 904.2951
12 | 17 | 17 | 0 | 0 | 15.6 | 1.5 | 0 | 15.6 | 0 | 0 | 0 | 0 | 0
12 | 17 | 18 | 0 | 0 | 14.4 | 4.1 | 0 | 14.4 | 0 | 0 | 0 | 0 | 0
12 | 17 | 19 | 0 | 0 | 12.2 | 2.6 | 0 | 12.2 | 0 | 0 | 0 | 0 | 0
12 | 17 | 20 | 0 | 0 | 10 | 1.5 | 0 | 10 | 0 | 0 | 0 | 0 | 0
12 | 17 | 21 | 0 | 0 | 8.9 | 2.1 | 0 | 8.9 | 0 | 0 | 0 | 0 | 0
12 | 17 | 22 | 0 | 0 | 9.4 | 1.5 | 0 | 9.4 | 0 | 0 | 0 | 0 | 0
12 | 17 | 23 | 0 | 0 | 8.9 | 0 | 0 | 8.9 | 0 | 0 | 0 | 0 | 0
12 | 18 | 0 | 0 | 0 | 7.8 | 3.1 | 0 | 7.8 | 0 | 0 | 0 | 0 | 0
12 | 18 | 1 | 0 | 0 | 6.7 | 2.6 | 0 | 6.7 | 0 | 0 | 0 | 0 | 0
12 | 18 | 2 | 0 | 0 | 5.6 | 0 | 0 | 5.6 | 0 | 0 | 0 | 0 | 0
12 | 18 | 3 | 0 | 0 | 6.1 | 1.5 | 0 | 6.1 | 0 | 0 | 0 | 0 | 0
12 | 18 | 4 | 0 | 0 | 5.6 | 3.1 | 0 | 5.6 | 0 | 0 | 0 | 0 | 0
12 | 18 | 5 | 0 | 0 | 5 | 0 | 0 | 5 | 0 | 0 | 0 | 0 | 0
12 | 18 | 6 | 0 | 0 | 5 | 1.5 | 0 | 5 | 0 | 0 | 0 | 0 | 0
12 | 18 | 7 | 131 | 0 | 5 | 1.5 | 42.063 | 3.871 | 337.653 | 275.729 | 0 | 0 | 0
12 | 18 | 8 | 640 | 28 | 6.7 | 3.1 | 353.887 | 13.626 | 3034.787 | 2908.854 | 4796.8539 | 4053.0108 | 3217.5328
12 | 18 | 9 | 764 | 55 | 9.4 | 2.1 | 597.034 | 24.628 | 5087.041 | 4895.794 | 7002.5913 | 5950.2467 | 4735.5644
12 | 18 | 10 | 782 | 83 | 11.7 | 0 | 757.298 | 41.505 | 6119.451 | 5889.92 | 8428.6812 | 7282.4854 | 5724.5179
12 | 18 | 11 | 904 | 89 | 12.8 | 2.1 | 944.457 | 37.926 | 7747.876 | 7450.576 | 10731.0534 | 9334.653 | 7121.7868
12 | 18 | 12 | 922 | 78 | 14.4 | 2.1 | 961.974 | 40.41 | 7822.225 | 7521.615 | 11377.4884 | 9896.5746 | 7436.8306
12 | 18 | 13 | 907 | 76 | 17.2 | 2.6 | 912.049 | 40.382 | 7413.175 | 7130.542 | 11154.5083 | 9700.7275 | 7287.7773
12 | 18 | 14 | 895 | 67 | 17.2 | 2.6 | 802.884 | 37.699 | 6573.747 | 6326.218 | 10497.8872 | 9133.8953 | 6837.9558
12 | 18 | 15 | 669 | 91 | 17.8 | 1.5 | 558.365 | 34.844 | 4581.378 | 4407.558 | 7054.8204 | 6071.435 | 4939.4888
12 | 18 | 16 | 549 | 75 | 17.8 | 1.5 | 334.9 | 27.75 | 2727.924 | 2610.524 | 4870.1326 | 4121.6169 | 3543.2124
12 | 18 | 17 | 0 | 0 | 15.6 | 0 | 0 | 15.6 | 0 | 0 | 0 | 0 | 0
12 | 18 | 18 | 0 | 0 | 13.9 | 0 | 0 | 13.9 | 0 | 0 | 0 | 0 | 0
12 | 18 | 19 | 0 | 0 | 11.7 | 1.5 | 0 | 11.7 | 0 | 0 | 0 | 0 | 0
12 | 18 | 20 | 0 | 0 | 11.7 | 2.1 | 0 | 11.7 | 0 | 0 | 0 | 0 | 0
12 | 18 | 21 | 0 | 0 | 10.6 | 3.1 | 0 | 10.6 | 0 | 0 | 0 | 0 | 0
12 | 18 | 22 | 0 | 0 | 8.9 | 2.6 | 0 | 8.9 | 0 | 0 | 0 | 0 | 0
12 | 18 | 23 | 0 | 0 | 8.3 | 0 | 0 | 8.3 | 0 | 0 | 0 | 0 | 0
12 | 19 | 0 | 0 | 0 | 7.2 | 3.1 | 0 | 7.2 | 0 | 0 | 0 | 0 | 0
12 | 19 | 1 | 0 | 0 | 7.2 | 3.1 | 0 | 7.2 | 0 | 0 | 0 | 0 | 0
12 | 19 | 2 | 0 | 0 | 6.1 | 1.5 | 0 | 6.1 | 0 | 0 | 0 | 0 | 0
12 | 19 | 3 | 0 | 0 | 6.1 | 2.1 | 0 | 6.1 | 0 | 0 | 0 | 0 | 0
12 | 19 | 4 | 0 | 0 | 6.1 | 2.1 | 0 | 6.1 | 0 | 0 | 0 | 0 | 0
12 | 19 | 5 | 0 | 0 | 5 | 3.1 | 0 | 5 | 0 | 0 | 0 | 0 | 0
12 | 19 | 6 | 0 | 0 | 4.4 | 2.1 | 0 | 4.4 | 0 | 0 | 0 | 0 | 0
12 | 19 | 7 | 115 | 0 | 5 | 3.1 | 36.833 | 4.027 | 295.285 | 234.169 | 0 | 0 | 0
12 | 19 | 8 | 613 | 29 | 7.8 | 3.1 | 341.354 | 14.406 | 2919.511 | 2796.822 | 4585.4492 | 3874.3499 | 3090.8836
12 | 19 | 9 | 803 | 47 | 11.1 | 1.5 | 605.845 | 27.964 | 5099.441 | 4907.756 | 7347.1242 | 6241.8151 | 4898.5821
12 | 19 | 10 | 887 | 58 | 13.9 | 1.5 | 802.559 | 36.987 | 6592.542 | 6344.254 | 9549.1177 | 8248.8333 | 6246.0194
12 | 19 | 11 | 909 | 75 | 16.7 | 0 | 921.966 | 52.152 | 7168.677 | 6896.516 | 10783.0201 | 9380.0209 | 7060.2092
12 | 19 | 12 | 922 | 78 | 21.1 | 3.6 | 961.899 | 42.839 | 7751.33 | 7453.875 | 11374.4696 | 9893.7826 | 7434.9802
12 | 19 | 13 | 882 | 82 | 22.2 | 3.6 | 906.431 | 42.808 | 7301.617 | 7023.788 | 10847.7413 | 9433.9723 | 7141.3723
12 | 19 | 14 | 895 | 66 | 23.3 | 4.6 | 802.424 | 39.916 | 6516.808 | 6271.574 | 10502.8766 | 9138.1908 | 6834.0962
12 | 19 | 15 | 832 | 66 | 23.3 | 3.1 | 631.383 | 38.406 | 5108.008 | 4916.02 | 8782.0281 | 7559.1608 | 5834.0766
12 | 19 | 16 | 203 | 98 | 20.6 | 2.1 | 229.352 | 26.983 | 1912.912 | 1816.616 | 1803.3726 | 1526.4856 | 1774.9773
12 | 19 | 17 | 0 | 0 | 18.3 | 1.5 | 0 | 18.3 | 0 | 0 | 0 | 0 | 0
12 | 19 | 18 | 0 | 0 | 17.2 | 0 | 0 | 17.2 | 0 | 0 | 0 | 0 | 0
12 | 19 | 19 | 0 | 0 | 15.6 | 2.1 | 0 | 15.6 | 0 | 0 | 0 | 0 | 0
12 | 19 | 20 | 0 | 0 | 15 | 1.5 | 0 | 15 | 0 | 0 | 0 | 0 | 0
12 | 19 | 21 | 0 | 0 | 13.9 | 2.1 | 0 | 13.9 | 0 | 0 | 0 | 0 | 0
12 | 19 | 22 | 0 | 0 | 13.3 | 2.1 | 0 | 13.3 | 0 | 0 | 0 | 0 | 0
12 | 19 | 23 | 0 | 0 | 13.3 | 2.1 | 0 | 13.3 | 0 | 0 | 0 | 0 | 0
12 | 20 | 0 | 0 | 0 | 13.9 | 3.1 | 0 | 13.9 | 0 | 0 | 0 | 0 | 0
12 | 20 | 1 | 0 | 0 | 11.7 | 3.1 | 0 | 11.7 | 0 | 0 | 0 | 0 | 0
12 | 20 | 2 | 0 | 0 | 13.3 | 3.1 | 0 | 13.3 | 0 | 0 | 0 | 0 | 0
12 | 20 | 3 | 0 | 0 | 13.3 | 2.6 | 0 | 13.3 | 0 | 0 | 0 | 0 | 0
12 | 20 | 4 | 0 | 0 | 11.7 | 3.1 | 0 | 11.7 | 0 | 0 | 0 | 0 | 0
12 | 20 | 5 | 0 | 0 | 12.8 | 3.6 | 0 | 12.8 | 0 | 0 | 0 | 0 | 0
12 | 20 | 6 | 0 | 0 | 11.7 | 4.1 | 0 | 11.7 | 0 | 0 | 0 | 0 | 0
12 | 20 | 7 | 21 | 0 | 12.2 | 2.1 | 6.708 | 10.353 | 52.627 | 0 | 0 | 0 | 0
12 | 20 | 8 | 271 | 57 | 13.9 | 2.6 | 214.617 | 17.577 | 1838.56 | 1744.076 | 2023.3344 | 1709.5308 | 1651.2849
12 | 20 | 9 | 595 | 89 | 15.6 | 1.5 | 526.302 | 29.647 | 4410.373 | 4242.248 | 5434.8612 | 4616.3737 | 3982.3568
12 | 20 | 10 | 583 | 126 | 18.3 | 3.6 | 649.446 | 32.537 | 5424.469 | 5221.109 | 6269.3749 | 5414.6132 | 4686.1768
12 | 20 | 11 | 654 | 140 | 20.6 | 3.1 | 784.866 | 38.864 | 6417.194 | 6175.948 | 7753.2512 | 6744.5656 | 5650.9735
12 | 20 | 12 | 741 | 133 | 22.2 | 1.5 | 876.327 | 47.405 | 6941.854 | 6679.227 | 9139.6141 | 7949.7489 | 6443.7351
12 | 20 | 13 | 729 | 154 | 23.3 | 4.6 | 860.643 | 41.025 | 6979.925 | 6715.71 | 8967.0846 | 7798.4675 | 6478.9621
12 | 20 | 14 | 397 | 189 | 23.9 | 3.1 | 545.771 | 37.198 | 4482.677 | 4312.157 | 4661.3518 | 4055.6564 | 4098.4809
12 | 20 | 15 | 450 | 111 | 23.9 | 4.1 | 439.109 | 33.085 | 3632.785 | 3489.304 | 4754.7487 | 4093.4146 | 3659.1484
12 | 20 | 16 | 434 | 110 | 22.8 | 3.1 | 332.442 | 30.217 | 2710.627 | 2593.699 | 3861.3199 | 3269.1 | 3142.1075
12 | 20 | 17 | 0 | 0 | 20.6 | 2.1 | 0 | 20.6 | 0 | 0 | 0 | 0 | 0
12 | 20 | 18 | 0 | 0 | 17.2 | 0 | 0 | 17.2 | 0 | 0 | 0 | 0 | 0
12 | 20 | 19 | 0 | 0 | 16.1 | 1.5 | 0 | 16.1 | 0 | 0 | 0 | 0 | 0
12 | 20 | 20 | 0 | 0 | 16.1 | 0 | 0 | 16.1 | 0 | 0 | 0 | 0 | 0
12 | 20 | 21 | 0 | 0 | 15 | 0 | 0 | 15 | 0 | 0 | 0 | 0 | 0
12 | 20 | 22 | 0 | 0 | 13.3 | 0 | 0 | 13.3 | 0 | 0 | 0 | 0 | 0
12 | 20 | 23 | 0 | 0 | 13.3 | 2.1 | 0 | 13.3 | 0 | 0 | 0 | 0 | 0
12 | 21 | 0 | 0 | 0 | 11.7 | 2.6 | 0 | 11.7 | 0 | 0 | 0 | 0 | 0
12 | 21 | 1 | 0 | 0 | 11.7 | 3.1 | 0 | 11.7 | 0 | 0 | 0 | 0 | 0
12 | 21 | 2 | 0 | 0 | 10 | 0 | 0 | 10 | 0 | 0 | 0 | 0 | 0
12 | 21 | 3 | 0 | 0 | 9.4 | 0 | 0 | 9.4 | 0 | 0 | 0 | 0 | 0
12 | 21 | 4 | 0 | 0 | 12.8 | 4.6 | 0 | 12.8 | 0 | 0 | 0 | 0 | 0
12 | 21 | 5 | 0 | 0 | 11.1 | 4.1 | 0 | 11.1 | 0 | 0 | 0 | 0 | 0
12 | 21 | 6 | 0 | 0 | 11.1 | 2.1 | 0 | 11.1 | 0 | 0 | 0 | 0 | 0
12 | 21 | 7 | 28 | 0 | 10.6 | 2.6 | 8.92 | 8.913 | 70.252 | 13.324 | 0 | 0 | 0
12 | 21 | 8 | 458 | 50 | 11.7 | 2.1 | 297.622 | 17.841 | 2529.925 | 2417.861 | 3413.2968 | 2883.8494 | 2486.2366
12 | 21 | 9 | 723 | 60 | 13.9 | 1.5 | 572.623 | 29.591 | 4793.658 | 4612.628 | 6593.4584 | 5599.4694 | 4515.0137
12 | 21 | 10 | 834 | 72 | 15 | 5.2 | 783.379 | 29.55 | 6610.155 | 6361.154 | 8959.1668 | 7736.2339 | 5977.8071
12 | 21 | 11 | 808 | 100 | 15 | 6.7 | 869.866 | 29.126 | 7366.192 | 7085.587 | 9573.5828 | 8328.1887 | 6491.6496
12 | 21 | 12 | 880 | 94 | 15.6 | 7.7 | 952.309 | 29.856 | 8046.162 | 7735.468 | 10852.4191 | 9439.4794 | 7224.4622
12 | 21 | 13 | 765 | 128 | 16.1 | 6.2 | 864.136 | 31.051 | 7267.187 | 6990.831 | 9411.601 | 8185.1299 | 6575.5653
12 | 21 | 14 | 636 | 134 | 17.2 | 6.7 | 689.641 | 28.475 | 5841.484 | 5622.619 | 7472.1228 | 6501.1469 | 5442.3772
12 | 21 | 15 | 667 | 87 | 16.7 | 6.7 | 555.849 | 25.568 | 4715.411 | 4537.056 | 7055.3049 | 6075.1824 | 4912.4977
12 | 21 | 16 | 513 | 93 | 15.6 | 5.2 | 355.094 | 21.977 | 2969.983 | 2845.88 | 4571.4617 | 3871.1261 | 3474.2364
12 | 21 | 17 | 0 | 0 | 15 | 3.1 | 0 | 15 | 0 | 0 | 0 | 0 | 0
12 | 21 | 18 | 0 | 0 | 14.4 | 4.1 | 0 | 14.4 | 0 | 0 | 0 | 0 | 0
12 | 21 | 19 | 0 | 0 | 13.9 | 4.1 | 0 | 13.9 | 0 | 0 | 0 | 0 | 0
12 | 21 | 20 | 0 | 0 | 13.9 | 3.1 | 0 | 13.9 | 0 | 0 | 0 | 0 | 0
12 | 21 | 21 | 0 | 0 | 11.1 | 1.5 | 0 | 11.1 | 0 | 0 | 0 | 0 | 0
12 | 21 | 22 | 0 | 0 | 9.4 | 3.6 | 0 | 9.4 | 0 | 0 | 0 | 0 | 0
12 | 21 | 23 | 0 | 0 | 9.4 | 2.6 | 0 | 9.4 | 0 | 0 | 0 | 0 | 0
12 | 22 | 0 | 0 | 0 | 10 | 3.1 | 0 | 10 | 0 | 0 | 0 | 0 | 0
12 | 22 | 1 | 0 | 0 | 9.4 | 2.6 | 0 | 9.4 | 0 | 0 | 0 | 0 | 0
12 | 22 | 2 | 0 | 0 | 7.8 | 3.6 | 0 | 7.8 | 0 | 0 | 0 | 0 | 0
12 | 22 | 3 | 0 | 0 | 6.7 | 2.1 | 0 | 6.7 | 0 | 0 | 0 | 0 | 0
12 | 22 | 4 | 0 | 0 | 6.1 | 0 | 0 | 6.1 | 0 | 0 | 0 | 0 | 0
12 | 22 | 5 | 0 | 0 | 6.1 | 0 | 0 | 6.1 | 0 | 0 | 0 | 0 | 0
12 | 22 | 6 | 0 | 0 | 5.6 | 2.1 | 0 | 5.6 | 0 | 0 | 0 | 0 | 0
12 | 22 | 7 | 0 | 0 | 5.6 | 1.5 | 0 | 5.6 | 0 | 0 | 0 | 0 | 0
12 | 22 | 8 | 550 | 34 | 7.8 | 3.6 | 318.621 | 13.486 | 2735.412 | 2617.808 | 4091.8131 | 3457.0124 | 2812.5065
12 | 22 | 9 | 818 | 48 | 9.4 | 4.1 | 613.797 | 21.901 | 5275.211 | 5077.258 | 7448.4547 | 6324.4592 | 4970.468
12 | 22 | 10 | 816 | 75 | 12.2 | 2.1 | 771.774 | 32.618 | 6441.133 | 6198.932 | 8757.2537 | 7560.5563 | 5874.1266
12 | 22 | 11 | 850 | 89 | 13.3 | 1.5 | 893.976 | 39.427 | 7293.241 | 7015.77 | 10066.2333 | 8756.8556 | 6718.1335
12 | 22 | 12 | 813 | 112 | 15.6 | 2.1 | 911.54 | 40.166 | 7419.116 | 7136.226 | 10025.2129 | 8719.9217 | 6841.8213
12 | 22 | 13 | 912 | 84 | 15 | 1.5 | 937.127 | 42.626 | 7554.186 | 7265.419 | 11222.7799 | 9760.4083 | 7382.7158
12 | 22 | 14 | 913 | 62 | 16.7 | 3.1 | 814.253 | 36.404 | 6699.169 | 6446.548 | 10733.7644 | 9338.8646 | 6947.1026
12 | 22 | 15 | 815 | 65 | 16.7 | 3.6 | 622.987 | 31.007 | 5179.264 | 4984.745 | 8630.8424 | 7433.4079 | 5733.6242
12 | 22 | 16 | 643 | 68 | 16.1 | 3.6 | 380.902 | 24.621 | 3136.954 | 3008.11 | 5739.5096 | 4861.287 | 4039.9926
12 | 22 | 17 | 0 | 0 | 15 | 0 | 0 | 15 | 0 | 0 | 0 | 0 | 0
12 | 22 | 18 | 0 | 0 | 13.9 | 0 | 0 | 13.9 | 0 | 0 | 0 | 0 | 0
12 | 22 | 19 | 0 | 0 | 12.2 | 0 | 0 | 12.2 | 0 | 0 | 0 | 0 | 0
12 | 22 | 20 | 0 | 0 | 12.2 | 1.5 | 0 | 12.2 | 0 | 0 | 0 | 0 | 0
12 | 22 | 21 | 0 | 0 | 10 | 2.6 | 0 | 10 | 0 | 0 | 0 | 0 | 0
12 | 22 | 22 | 0 | 0 | 9.4 | 3.6 | 0 | 9.4 | 0 | 0 | 0 | 0 | 0
12 | 22 | 23 | 0 | 0 | 8.3 | 3.1 | 0 | 8.3 | 0 | 0 | 0 | 0 | 0
12 | 23 | 0 | 0 | 0 | 7.8 | 3.1 | 0 | 7.8 | 0 | 0 | 0 | 0 | 0
12 | 23 | 1 | 0 | 0 | 7.8 | 2.6 | 0 | 7.8 | 0 | 0 | 0 | 0 | 0
12 | 23 | 2 | 0 | 0 | 7.2 | 3.1 | 0 | 7.2 | 0 | 0 | 0 | 0 | 0
12 | 23 | 3 | 0 | 0 | 7.2 | 3.1 | 0 | 7.2 | 0 | 0 | 0 | 0 | 0
12 | 23 | 4 | 0 | 0 | 7.2 | 3.1 | 0 | 7.2 | 0 | 0 | 0 | 0 | 0
12 | 23 | 5 | 0 | 0 | 6.7 | 2.6 | 0 | 6.7 | 0 | 0 | 0 | 0 | 0
12 | 23 | 6 | 0 | 0 | 6.7 | 3.1 | 0 | 6.7 | 0 | 0 | 0 | 0 | 0
12 | 23 | 7 | 0 | 0 | 6.1 | 2.6 | 0 | 6.1 | 0 | 0 | 0 | 0 | 0
12 | 23 | 8 | 78 | 60 | 7.8 | 2.6 | 108.099 | 8.655 | 966.112 | 891.489 | 579.3321 | 489.4374 | 756.5928
12 | 23 | 9 | 319 | 133 | 9.4 | 3.1 | 376.109 | 17.023 | 3300.567 | 3166.986 | 2900.5238 | 2462.4087 | 2690.6146
12 | 23 | 10 | 134 | 211 | 11.1 | 2.6 | 351.848 | 19.316 | 3082.765 | 2955.47 | 1436.7776 | 1240.2365 | 2286.1303
12 | 23 | 11 | 12 | 189 | 12.8 | 2.6 | 192.99 | 16.935 | 1706.456 | 1615.146 | 142.0504 | 123.5743 | 1347.5644
12 | 23 | 12 | 90 | 274 | 13.3 | 1.5 | 383.508 | 23.252 | 3317.877 | 3183.789 | 1109.7618 | 965.2677 | 2504.176
12 | 23 | 13 | 141 | 261 | 14.4 | 2.6 | 428.13 | 24.508 | 3686.969 | 3541.837 | 1735.6146 | 1509.4814 | 2797.7495
12 | 23 | 14 | 38 | 200 | 14.4 | 0 | 246.629 | 25.903 | 2113.286 | 2012.012 | 447.0825 | 388.9779 | 1606.4919
12 | 23 | 15 | 421 | 161 | 15 | 3.1 | 473.845 | 25.257 | 4037.033 | 3880.998 | 4463.8889 | 3845.4324 | 3812.6577
12 | 23 | 16 | 380 | 81 | 15 | 2.6 | 285.266 | 21.813 | 2395.881 | 2287.352 | 3397.8739 | 2878.6061 | 2660.2561
12 | 23 | 17 | 0 | 0 | 14.4 | 2.6 | 0 | 14.4 | 0 | 0 | 0 | 0 | 0
12 | 23 | 18 | 0 | 0 | 13.9 | 3.1 | 0 | 13.9 | 0 | 0 | 0 | 0 | 0
12 | 23 | 19 | 0 | 0 | 12.8 | 3.6 | 0 | 12.8 | 0 | 0 | 0 | 0 | 0
12 | 23 | 20 | 0 | 0 | 12.2 | 2.6 | 0 | 12.2 | 0 | 0 | 0 | 0 | 0
12 | 23 | 21 | 0 | 0 | 11.1 | 2.6 | 0 | 11.1 | 0 | 0 | 0 | 0 | 0
12 | 23 | 22 | 0 | 0 | 8.9 | 2.6 | 0 | 8.9 | 0 | 0 | 0 | 0 | 0
12 | 23 | 23 | 0 | 0 | 8.3 | 2.6 | 0 | 8.3 | 0 | 0 | 0 | 0 | 0
12 | 24 | 0 | 0 | 0 | 8.9 | 3.1 | 0 | 8.9 | 0 | 0 | 0 | 0 | 0
12 | 24 | 1 | 0 | 0 | 8.3 | 2.1 | 0 | 8.3 | 0 | 0 | 0 | 0 | 0
12 | 24 | 2 | 0 | 0 | 7.8 | 0 | 0 | 7.8 | 0 | 0 | 0 | 0 | 0
12 | 24 | 3 | 0 | 0 | 6.7 | 1.5 | 0 | 6.7 | 0 | 0 | 0 | 0 | 0
12 | 24 | 4 | 0 | 0 | 6.1 | 1.5 | 0 | 6.1 | 0 | 0 | 0 | 0 | 0
12 | 24 | 5 | 0 | 0 | 5.6 | 0 | 0 | 5.6 | 0 | 0 | 0 | 0 | 0
12 | 24 | 6 | 0 | 0 | 5 | 0 | 0 | 5 | 0 | 0 | 0 | 0 | 0
12 | 24 | 7 | 0 | 0 | 5.6 | 0 | 0 | 5.6 | 0 | 0 | 0 | 0 | 0
12 | 24 | 8 | 548 | 32 | 7.2 | 1.5 | 313.325 | 14.348 | 2678.933 | 2562.866 | 4063.7769 | 3433.064 | 2782.7397
12 | 24 | 9 | 790 | 49 | 10 | 2.1 | 594.463 | 25.016 | 5053.122 | 4863.071 | 7173.3367 | 6088.8403 | 4806.2527
12 | 24 | 10 | 874 | 60 | 12.2 | 3.1 | 790.482 | 30.697 | 6641.588 | 6391.313 | 9363.4176 | 8081.3499 | 6146.871
12 | 24 | 11 | 891 | 79 | 13.9 | 2.1 | 908.785 | 38.185 | 7447.7 | 7163.571 | 10543.404 | 9172.1271 | 6942.0025
12 | 24 | 12 | 831 | 107 | 16.7 | 3.1 | 922.685 | 38.772 | 7548.51 | 7259.992 | 10247.0184 | 8912.8398 | 6943.2612
12 | 24 | 13 | 894 | 85 | 16.7 | 2.1 | 923.497 | 41.584 | 7473.443 | 7188.197 | 11008.4222 | 9574.3216 | 7259.1211
12 | 24 | 14 | 862 | 74 | 18.9 | 1.5 | 798.132 | 42.708 | 6416.924 | 6175.688 | 10149.9028 | 8830.6698 | 6671.1218
12 | 24 | 15 | 800 | 66 | 18.3 | 0 | 616.938 | 44.465 | 4883.862 | 4699.722 | 8493.4945 | 7318.4796 | 5655.229
12 | 24 | 16 | 691 | 73 | 17.2 | 4.1 | 408.091 | 25.878 | 3347.998 | 3213.026 | 6190.0568 | 5245.3214 | 4354.0251
12 | 24 | 17 | 0 | 0 | 16.1 | 3.1 | 0 | 16.1 | 0 | 0 | 0 | 0 | 0
12 | 24 | 18 | 0 | 0 | 13.9 | 2.6 | 0 | 13.9 | 0 | 0 | 0 | 0 | 0
12 | 24 | 19 | 0 | 0 | 13.3 | 2.1 | 0 | 13.3 | 0 | 0 | 0 | 0 | 0
12 | 24 | 20 | 0 | 0 | 12.8 | 3.6 | 0 | 12.8 | 0 | 0 | 0 | 0 | 0
12 | 24 | 21 | 0 | 0 | 10.6 | 0 | 0 | 10.6 | 0 | 0 | 0 | 0 | 0
12 | 24 | 22 | 0 | 0 | 10.6 | 2.6 | 0 | 10.6 | 0 | 0 | 0 | 0 | 0
12 | 24 | 23 | 0 | 0 | 8.3 | 1.5 | 0 | 8.3 | 0 | 0 | 0 | 0 | 0
12 | 25 | 0 | 0 | 0 | 7.8 | 1.5 | 0 | 7.8 | 0 | 0 | 0 | 0 | 0
12 | 25 | 1 | 0 | 0 | 7.8 | 0 | 0 | 7.8 | 0 | 0 | 0 | 0 | 0
12 | 25 | 2 | 0 | 0 | 7.2 | 0 | 0 | 7.2 | 0 | 0 | 0 | 0 | 0
12 | 25 | 3 | 0 | 0 | 5.6 | 2.6 | 0 | 5.6 | 0 | 0 | 0 | 0 | 0
12 | 25 | 4 | 0 | 0 | 5 | 1.5 | 0 | 5 | 0 | 0 | 0 | 0 | 0
12 | 25 | 5 | 0 | 0 | 5 | 2.1 | 0 | 5 | 0 | 0 | 0 | 0 | 0
12 | 25 | 6 | 0 | 0 | 3.9 | 1.5 | 0 | 3.9 | 0 | 0 | 0 | 0 | 0
12 | 25 | 7 | 0 | 0 | 5 | 2.1 | 0 | 5 | 0 | 0 | 0 | 0 | 0
12 | 25 | 8 | 542 | 33 | 7.2 | 0 | 310.84 | 17.38 | 2630.02 | 2515.275 | 4013.3051 | 3390.2781 | 2757.7034
12 | 25 | 9 | 767 | 52 | 9.4 | 2.1 | 587.694 | 24.247 | 5009.603 | 4821.082 | 6955.5881 | 5903.1031 | 4690.4413
12 | 25 | 10 | 856 | 62 | 11.7 | 0 | 777.866 | 42.086 | 6269.713 | 6034.308 | 9163.6096 | 7907.8105 | 6037.755
12 | 25 | 11 | 891 | 79 | 13.9 | 0 | 908.488 | 49.101 | 7146.999 | 6875.757 | 10540.2677 | 9169.4605 | 6940.2041
12 | 25 | 12 | 915 | 91 | 15.6 | 0 | 981.505 | 53.43 | 7596.768 | 7306.137 | 11283.709 | 9814.599 | 7466.594
12 | 25 | 13 | 887 | 87 | 16.1 | 0 | 920.372 | 52.494 | 7146.331 | 6875.117 | 10926.7028 | 9503.4687 | 7222.8201
12 | 25 | 14 | 855 | 76 | 16.7 | 2.1 | 796.04 | 38.447 | 6502.216 | 6257.568 | 10076.2396 | 8766.4508 | 6639.2808
12 | 25 | 15 | 826 | 64 | 17.2 | 2.6 | 632.842 | 33.361 | 5218.917 | 5022.983 | 8781.5337 | 7568.5548 | 5818.4384
12 | 25 | 16 | 654 | 73 | 16.7 | 2.1 | 393.006 | 27.371 | 3210.946 | 3079.971 | 5869.7502 | 4975.117 | 4153.1885
12 | 25 | 17 | 0 | 0 | 15.6 | 3.1 | 0 | 15.6 | 0 | 0 | 0 | 0 | 0
12 | 25 | 18 | 0 | 0 | 12.8 | 2.1 | 0 | 12.8 | 0 | 0 | 0 | 0 | 0
12 | 25 | 19 | 0 | 0 | 11.7 | 1.5 | 0 | 11.7 | 0 | 0 | 0 | 0 | 0
12 | 25 | 20 | 0 | 0 | 10.6 | 0 | 0 | 10.6 | 0 | 0 | 0 | 0 | 0
12 | 25 | 21 | 0 | 0 | 9.4 | 2.6 | 0 | 9.4 | 0 | 0 | 0 | 0 | 0
12 | 25 | 22 | 0 | 0 | 8.3 | 3.6 | 0 | 8.3 | 0 | 0 | 0 | 0 | 0
12 | 25 | 23 | 0 | 0 | 7.8 | 0 | 0 | 7.8 | 0 | 0 | 0 | 0 | 0
12 | 26 | 0 | 0 | 0 | 6.7 | 2.6 | 0 | 6.7 | 0 | 0 | 0 | 0 | 0
12 | 26 | 1 | 0 | 0 | 5.6 | 0 | 0 | 5.6 | 0 | 0 | 0 | 0 | 0
12 | 26 | 2 | 0 | 0 | 5 | 2.1 | 0 | 5 | 0 | 0 | 0 | 0 | 0
12 | 26 | 3 | 0 | 0 | 5 | 2.1 | 0 | 5 | 0 | 0 | 0 | 0 | 0
12 | 26 | 4 | 0 | 0 | 4.4 | 2.6 | 0 | 4.4 | 0 | 0 | 0 | 0 | 0
12 | 26 | 5 | 0 | 0 | 3.3 | 2.6 | 0 | 3.3 | 0 | 0 | 0 | 0 | 0
12 | 26 | 6 | 0 | 0 | 3.3 | 2.1 | 0 | 3.3 | 0 | 0 | 0 | 0 | 0
12 | 26 | 7 | 0 | 0 | 4.4 | 2.6 | 0 | 4.4 | 0 | 0 | 0 | 0 | 0
12 | 26 | 8 | 478 | 34 | 6.1 | 3.6 | 281.214 | 10.921 | 2433.684 | 2324.164 | 3534.4559 | 2985.6285 | 2461.0911
12 | 26 | 9 | 671 | 74 | 8.9 | 0 | 553.898 | 30.256 | 4625.938 | 4450.617 | 6077.736 | 5157.3337 | 4287.4005
12 | 26 | 10 | 851 | 70 | 11.1 | 1.5 | 790.802 | 33.828 | 6570.234 | 6322.848 | 9103.8326 | 7855.2462 | 6054.496
12 | 26 | 11 | 909 | 75 | 13.9 | 0 | 919.287 | 49.477 | 7221.493 | 6947.088 | 10750.7258 | 9352.5959 | 7041.6514
12 | 26 | 12 | 891 | 91 | 16.1 | 0 | 959.468 | 53.301 | 7429.971 | 7146.611 | 10989.243 | 9558.5522 | 7287.6063
12 | 26 | 13 | 844 | 95 | 18.3 | 0 | 892.336 | 53.556 | 6900.35 | 6639.449 | 10401.8405 | 9047.2169 | 6957.2173
12 | 26 | 14 | 880 | 70 | 18.9 | 0 | 809.581 | 51.347 | 6299.5 | 6062.92 | 10380.5253 | 9031.0288 | 6784.0513
12 | 26 | 15 | 798 | 79 | 18.9 | 2.6 | 637.558 | 35.166 | 5226.832 | 5030.615 | 8496.0133 | 7324.3854 | 5742.5217
12 | 26 | 16 | 667 | 66 | 17.8 | 3.6 | 397.239 | 26.71 | 3252.961 | 3120.768 | 5998.2509 | 5085.3154 | 4186.8749
12 | 26 | 17 | 0 | 0 | 15 | 2.6 | 0 | 15 | 0 | 0 | 0 | 0 | 0
12 | 26 | 18 | 0 | 0 | 12.2 | 1.5 | 0 | 12.2 | 0 | 0 | 0 | 0 | 0
12 | 26 | 19 | 0 | 0 | 11.7 | 1.5 | 0 | 11.7 | 0 | 0 | 0 | 0 | 0
12 | 26 | 20 | 0 | 0 | 12.2 | 1.5 | 0 | 12.2 | 0 | 0 | 0 | 0 | 0
12 | 26 | 21 | 0 | 0 | 10.6 | 0 | 0 | 10.6 | 0 | 0 | 0 | 0 | 0
12 | 26 | 22 | 0 | 0 | 10 | 0 | 0 | 10 | 0 | 0 | 0 | 0 | 0
12 | 26 | 23 | 0 | 0 | 7.8 | 2.6 | 0 | 7.8 | 0 | 0 | 0 | 0 | 0
12 | 27 | 0 | 0 | 0 | 7.2 | 3.1 | 0 | 7.2 | 0 | 0 | 0 | 0 | 0
12 | 27 | 1 | 0 | 0 | 6.7 | 3.6 | 0 | 6.7 | 0 | 0 | 0 | 0 | 0
12 | 27 | 2 | 0 | 0 | 7.2 | 3.1 | 0 | 7.2 | 0 | 0 | 0 | 0 | 0
12 | 27 | 3 | 0 | 0 | 6.1 | 3.1 | 0 | 6.1 | 0 | 0 | 0 | 0 | 0
12 | 27 | 4 | 0 | 0 | 5.6 | 3.6 | 0 | 5.6 | 0 | 0 | 0 | 0 | 0
12 | 27 | 5 | 0 | 0 | 5.6 | 1.5 | 0 | 5.6 | 0 | 0 | 0 | 0 | 0
12 | 27 | 6 | 0 | 0 | 5 | 2.1 | 0 | 5 | 0 | 0 | 0 | 0 | 0
12 | 27 | 7 | 0 | 0 | 5 | 3.6 | 0 | 5 | 0 | 0 | 0 | 0 | 0
12 | 27 | 8 | 565 | 32 | 7.2 | 4.1 | 318.547 | 12.587 | 2735.513 | 2617.906 | 4172.284 | 3524.2482 | 2852.8454
12 | 27 | 9 | 671 | 74 | 8.9 | 3.6 | 553.044 | 20.672 | 4776.171 | 4595.741 | 6070.9902 | 5150.9079 | 4283.5031
12 | 27 | 10 | 839 | 70 | 11.7 | 2.1 | 780.491 | 32.174 | 6523.177 | 6277.688 | 8969.9688 | 7738.8808 | 5972.4926
12 | 27 | 11 | 891 | 78 | 14.4 | 2.1 | 906.746 | 38.58 | 7420.101 | 7137.168 | 10536.1256 | 9165.9375 | 6931.158
12 | 27 | 12 | 849 | 101 | 15.6 | 2.1 | 932.927 | 40.726 | 7577.456 | 7287.671 | 10473.2618 | 9109.8566 | 7040.7441
12 | 27 | 13 | 716 | 181 | 16.7 | 2.1 | 880.096 | 40.552 | 7150.91 | 6879.503 | 8828.907 | 7679.366 | 6575.3669
12 | 27 | 14 | 170 | 162 | 16.7 | 2.1 | 318.395 | 26.215 | 2722.174 | 2604.931 | 2007.3158 | 1746.3253 | 2302.3828
12 | 27 | 15 | 506 | 153 | 17.2 | 2.1 | 527.414 | 30.352 | 4411.792 | 4243.621 | 5395.2571 | 4652.5026 | 4330.6687
12 | 27 | 16 | 581 | 74 | 16.7 | 4.1 | 363.344 | 24.242 | 3008.56 | 2883.37 | 5235.5549 | 4439.853 | 3762.2123
12 | 27 | 17 | 0 | 0 | 15 | 0 | 0 | 15 | 0 | 0 | 0 | 0 | 0
12 | 27 | 18 | 0 | 0 | 13.3 | 0 | 0 | 13.3 | 0 | 0 | 0 | 0 | 0
12 | 27 | 19 | 0 | 0 | 12.2 | 0 | 0 | 12.2 | 0 | 0 | 0 | 0 | 0
12 | 27 | 20 | 0 | 0 | 12.2 | 0 | 0 | 12.2 | 0 | 0 | 0 | 0 | 0
12 | 27 | 21 | 0 | 0 | 11.1 | 2.6 | 0 | 11.1 | 0 | 0 | 0 | 0 | 0
12 | 27 | 22 | 0 | 0 | 10 | 3.1 | 0 | 10 | 0 | 0 | 0 | 0 | 0
12 | 27 | 23 | 0 | 0 | 9.4 | 2.1 | 0 | 9.4 | 0 | 0 | 0 | 0 | 0
12 | 28 | 0 | 0 | 0 | 8.9 | 1.5 | 0 | 8.9 | 0 | 0 | 0 | 0 | 0
12 | 28 | 1 | 0 | 0 | 8.3 | 2.6 | 0 | 8.3 | 0 | 0 | 0 | 0 | 0
12 | 28 | 2 | 0 | 0 | 7.8 | 2.1 | 0 | 7.8 | 0 | 0 | 0 | 0 | 0
12 | 28 | 3 | 0 | 0 | 6.7 | 3.1 | 0 | 6.7 | 0 | 0 | 0 | 0 | 0
12 | 28 | 4 | 0 | 0 | 6.7 | 2.6 | 0 | 6.7 | 0 | 0 | 0 | 0 | 0
12 | 28 | 5 | 0 | 0 | 6.7 | 2.6 | 0 | 6.7 | 0 | 0 | 0 | 0 | 0
12 | 28 | 6 | 0 | 0 | 7.2 | 2.6 | 0 | 7.2 | 0 | 0 | 0 | 0 | 0
12 | 28 | 7 | 0 | 0 | 7.2 | 2.1 | 0 | 7.2 | 0 | 0 | 0 | 0 | 0
12 | 28 | 8 | 0 | 36 | 8.3 | 3.1 | 32.036 | 7.251 | 292.627 | 231.562 | 0 | 0 | 233.5858
12 | 28 | 9 | 157 | 149 | 10 | 3.1 | 277.319 | 15.046 | 2455.521 | 2345.427 | 1419.0303 | 1203.8182 | 1870.6569
12 | 28 | 10 | 157 | 216 | 12.2 | 1.5 | 376.19 | 22.29 | 3261.923 | 3129.469 | 1677.6278 | 1447.2395 | 2467.2559
12 | 28 | 11 | 392 | 241 | 13.3 | 2.6 | 644.307 | 28.701 | 5465.937 | 5261.062 | 4634.983 | 4032.2273 | 4428.2514
12 | 28 | 12 | 0 | 171 | 14.4 | 1.5 | 161.773 | 19.752 | 1416.8 | 1332.242 | 0 | 0 | 1141.8371
12 | 28 | 13 | 636 | 221 | 15.6 | 0 | 852.588 | 45.547 | 6799.85 | 6543.102 | 7846.9482 | 6825.5041 | 6245.5955
12 | 28 | 14 | 465 | 194 | 15.6 | 2.1 | 621.571 | 32.827 | 5187.536 | 4992.723 | 5496.3574 | 4781.6179 | 4638.8047
12 | 28 | 15 | 67 | 154 | 15.6 | 1.5 | 214.44 | 22.381 | 1855.832 | 1760.93 | 715.5046 | 617.1776 | 1464.0152
12 | 28 | 16 | 419 | 117 | 15.6 | 3.1 | 357.187 | 23.029 | 3003.575 | 2878.526 | 3783.7158 | 3209.5162 | 3137.8553
12 | 28 | 17 | 0 | 0 | 13.3 | 1.5 | 0 | 13.3 | 0 | 0 | 0 | 0 | 0
12 | 28 | 18 | 0 | 0 | 14.4 | 1.5 | 0 | 14.4 | 0 | 0 | 0 | 0 | 0
12 | 28 | 19 | 0 | 0 | 11.7 | 0 | 0 | 11.7 | 0 | 0 | 0 | 0 | 0
12 | 28 | 20 | 0 | 0 | 11.7 | 1.5 | 0 | 11.7 | 0 | 0 | 0 | 0 | 0
12 | 28 | 21 | 0 | 0 | 12.2 | 0 | 0 | 12.2 | 0 | 0 | 0 | 0 | 0
12 | 28 | 22 | 0 | 0 | 12.2 | 0 | 0 | 12.2 | 0 | 0 | 0 | 0 | 0
12 | 28 | 23 | 0 | 0 | 11.7 | 2.6 | 0 | 11.7 | 0 | 0 | 0 | 0 | 0
12 | 29 | 0 | 0 | 0 | 11.1 | 1.5 | 0 | 11.1 | 0 | 0 | 0 | 0 | 0
12 | 29 | 1 | 0 | 0 | 10.6 | 0 | 0 | 10.6 | 0 | 0 | 0 | 0 | 0
12 | 29 | 2 | 0 | 0 | 10.6 | 2.6 | 0 | 10.6 | 0 | 0 | 0 | 0 | 0
12 | 29 | 3 | 0 | 0 | 11.1 | 2.6 | 0 | 11.1 | 0 | 0 | 0 | 0 | 0
12 | 29 | 4 | 0 | 0 | 10.6 | 2.1 | 0 | 10.6 | 0 | 0 | 0 | 0 | 0
12 | 29 | 5 | 0 | 0 | 11.1 | 0 | 0 | 11.1 | 0 | 0 | 0 | 0 | 0
12 | 29 | 6 | 0 | 0 | 10.6 | 2.6 | 0 | 10.6 | 0 | 0 | 0 | 0 | 0
12 | 29 | 7 | 0 | 0 | 11.7 | 1.5 | 0 | 11.7 | 0 | 0 | 0 | 0 | 0
12 | 29 | 8 | 374 | 61 | 13.3 | 2.1 | 263.417 | 18.495 | 2236.076 | 2131.683 | 2755.3593 | 2327.1769 | 2143.1701
12 | 29 | 9 | 78 | 137 | 13.9 | 3.1 | 198.699 | 17.674 | 1746.422 | 1654.159 | 704.335 | 597.4448 | 1344.628
12 | 29 | 10 | 0 | 90 | 15 | 3.6 | 81.1 | 15.725 | 720.1 | 650.608 | 0 | 0 | 598.876
12 | 29 | 11 | 0 | 86 | 16.1 | 2.6 | 76.822 | 16.514 | 680.293 | 611.613 | 0 | 0 | 573.8384
12 | 29 | 12 | 0 | 104 | 16.7 | 0 | 93.907 | 18.524 | 825.907 | 754.234 | 0 | 0 | 694.4536
12 | 29 | 13 | 0 | 143 | 17.2 | 0 | 133.223 | 21.041 | 1161.595 | 1082.748 | 0 | 0 | 954.8768
12 | 29 | 14 | 0 | 158 | 18.3 | 0 | 151.888 | 23.394 | 1313.58 | 1231.359 | 0 | 0 | 1054.2781
12 | 29 | 15 | 34 | 155 | 17.8 | 2.1 | 193.895 | 21.675 | 1684.258 | 1593.476 | 363.6792 | 313.7936 | 1254.7108
12 | 29 | 16 | 39 | 95 | 17.8 | 3.1 | 137.812 | 19.975 | 1197.688 | 1118.047 | 352.9525 | 299.4709 | 847.7681
12 | 29 | 17 | 0 | 0 | 16.1 | 0 | 0 | 16.1 | 0 | 0 | 0 | 0 | 0
12 | 29 | 18 | 0 | 0 | 15 | 3.6 | 0 | 15 | 0 | 0 | 0 | 0 | 0
12 | 29 | 19 | 0 | 0 | 15.6 | 0 | 0 | 15.6 | 0 | 0 | 0 | 0 | 0
12 | 29 | 20 | 0 | 0 | 15 | 2.6 | 0 | 15 | 0 | 0 | 0 | 0 | 0
12 | 29 | 21 | 0 | 0 | 13.9 | 0 | 0 | 13.9 | 0 | 0 | 0 | 0 | 0
12 | 29 | 22 | 0 | 0 | 13.3 | 2.1 | 0 | 13.3 | 0 | 0 | 0 | 0 | 0
12 | 29 | 23 | 0 | 0 | 13.9 | 2.1 | 0 | 13.9 | 0 | 0 | 0 | 0 | 0
12 | 30 | 0 | 0 | 0 | 13.3 | 0 | 0 | 13.3 | 0 | 0 | 0 | 0 | 0
12 | 30 | 1 | 0 | 0 | 12.2 | 0 | 0 | 12.2 | 0 | 0 | 0 | 0 | 0
12 | 30 | 2 | 0 | 0 | 12.8 | 1.5 | 0 | 12.8 | 0 | 0 | 0 | 0 | 0
12 | 30 | 3 | 0 | 0 | 13.3 | 1.5 | 0 | 13.3 | 0 | 0 | 0 | 0 | 0
12 | 30 | 4 | 0 | 0 | 11.7 | 2.6 | 0 | 11.7 | 0 | 0 | 0 | 0 | 0
12 | 30 | 5 | 0 | 0 | 11.1 | 2.6 | 0 | 11.1 | 0 | 0 | 0 | 0 | 0
12 | 30 | 6 | 0 | 0 | 10 | 2.1 | 0 | 10 | 0 | 0 | 0 | 0 | 0
12 | 30 | 7 | 0 | 0 | 10.6 | 2.1 | 0 | 10.6 | 0 | 0 | 0 | 0 | 0
12 | 30 | 8 | 475 | 34 | 12.2 | 2.1 | 276.742 | 17.749 | 2336.722 | 2229.735 | 3495.8433 | 2952.4527 | 2437.8911
12 | 30 | 9 | 643 | 79 | 14.4 | 0 | 538.26 | 34.94 | 4419.577 | 4251.148 | 5801.3118 | 4920.3794 | 4148.6729
12 | 30 | 10 | 862 | 70 | 16.1 | 0 | 797.239 | 46.468 | 6320.749 | 6083.331 | 9203.1472 | 7938.0594 | 6116.0414
12 | 30 | 11 | 902 | 87 | 18.3 | 1.5 | 936.254 | 45.315 | 7472.056 | 7186.87 | 10665.3497 | 9278.3727 | 7069.8677
12 | 30 | 12 | 807 | 128 | 17.8 | 1.5 | 933.266 | 45.229 | 7454.099 | 7169.693 | 9964.3353 | 8667.695 | 6911.7285
12 | 30 | 13 | 874 | 113 | 20 | 1.5 | 942.984 | 47.53 | 7463.381 | 7178.572 | 10797.5122 | 9392.7944 | 7318.0646
12 | 30 | 14 | 879 | 70 | 20 | 2.1 | 806.083 | 41.916 | 6501.322 | 6256.71 | 10413.4244 | 9058.8076 | 6802.4541
12 | 30 | 15 | 807 | 66 | 20 | 2.1 | 629.553 | 37.152 | 5125.052 | 4932.46 | 8646.4997 | 7462.731 | 5746.7047
12 | 30 | 16 | 315 | 84 | 20 | 2.6 | 263.237 | 26.702 | 2185.09 | 2081.998 | 2857.1826 | 2424.908 | 2340.2608
12 | 30 | 17 | 0 | 0 | 17.8 | 1.5 | 0 | 17.8 | 0 | 0 | 0 | 0 | 0
12 | 30 | 18 | 0 | 0 | 16.1 | 0 | 0 | 16.1 | 0 | 0 | 0 | 0 | 0
12 | 30 | 19 | 0 | 0 | 14.4 | 2.1 | 0 | 14.4 | 0 | 0 | 0 | 0 | 0
12 | 30 | 20 | 0 | 0 | 14.4 | 0 | 0 | 14.4 | 0 | 0 | 0 | 0 | 0
12 | 30 | 21 | 0 | 0 | 15 | 0 | 0 | 15 | 0 | 0 | 0 | 0 | 0
12 | 30 | 22 | 0 | 0 | 14.4 | 0 | 0 | 14.4 | 0 | 0 | 0 | 0 | 0
12 | 30 | 23 | 0 | 0 | 13.9 | 2.6 | 0 | 13.9 | 0 | 0 | 0 | 0 | 0
12 | 31 | 0 | 0 | 0 | 13.3 | 3.1 | 0 | 13.3 | 0 | 0 | 0 | 0 | 0
12 | 31 | 1 | 0 | 0 | 12.8 | 2.6 | 0 | 12.8 | 0 | 0 | 0 | 0 | 0
12 | 31 | 2 | 0 | 0 | 12.2 | 2.6 | 0 | 12.2 | 0 | 0 | 0 | 0 | 0
12 | 31 | 3 | 0 | 0 | 11.7 | 0 | 0 | 11.7 | 0 | 0 | 0 | 0 | 0
12 | 31 | 4 | 0 | 0 | 11.1 | 1.5 | 0 | 11.1 | 0 | 0 | 0 | 0 | 0
12 | 31 | 5 | 0 | 0 | 11.1 | 2.6 | 0 | 11.1 | 0 | 0 | 0 | 0 | 0
12 | 31 | 6 | 0 | 0 | 10.6 | 2.6 | 0 | 10.6 | 0 | 0 | 0 | 0 | 0
12 | 31 | 7 | 0 | 0 | 10.6 | 3.1 | 0 | 10.6 | 0 | 0 | 0 | 0 | 0
12 | 31 | 8 | 140 | 61 | 11.7 | 4.6 | 145.718 | 13.237 | 1273.549 | 1192.224 | 1029.389 | 869.343 | 1048.6782
12 | 31 | 9 | 45 | 134 | 12.2 | 1.5 | 173.019 | 15.798 | 1532.235 | 1445.02 | 405.6922 | 344.0546 | 1138.0541
12 | 31 | 10 | 367 | 222 | 13.9 | 2.6 | 565.42 | 26.805 | 4822.533 | 4640.511 | 3917.0741 | 3378.434 | 3882.1107
12 | 31 | 11 | 0 | 137 | 15.6 | 0 | 127.036 | 23.89 | 1096.75 | 1019.319 | 0 | 0 | 914.1407
12 | 31 | 12 | 0 | 134 | 16.1 | 2.1 | 123.524 | 17.974 | 1088.43 | 1011.179 | 0 | 0 | 894.7865
12 | 31 | 13 | 642 | 195 | 16.7 | 3.6 | 830.396 | 34.058 | 6909.85 | 6648.555 | 7937.1618 | 6904.9123 | 6126.9395
12 | 31 | 14 | 759 | 136 | 17.8 | 6.2 | 799.518 | 31.504 | 6701.129 | 6448.428 | 9002.6899 | 7831.3537 | 6384.2449
12 | 31 | 15 | 295 | 163 | 17.8 | 4.6 | 397.207 | 26.017 | 3381.68 | 3245.716 | 3166.2163 | 2733.5923 | 3028.1542
12 | 31 | 16 | 424 | 81 | 17.8 | 3.6 | 311.686 | 24.257 | 2599.614 | 2485.687 | 3854.7546 | 3272.457 | 2943.4985
12 | 31 | 17 | 0 | 0 | 17.2 | 0 | 0 | 17.2 | 0 | 0 | 0 | 0 | 0
12 | 31 | 18 | 0 | 0 | 17.2 | 4.6 | 0 | 17.2 | 0 | 0 | 0 | 0 | 0
12 | 31 | 19 | 0 | 0 | 14.4 | 3.6 | 0 | 14.4 | 0 | 0 | 0 | 0 | 0
12 | 31 | 20 | 0 | 0 | 13.3 | 2.1 | 0 | 13.3 | 0 | 0 | 0 | 0 | 0
12 | 31 | 21 | 0 | 0 | 12.8 | 2.1 | 0 | 12.8 | 0 | 0 | 0 | 0 | 0
12 | 31 | 22 | 0 | 0 | 12.2 | 0 | 0 | 12.2 | 0 | 0 | 0 | 0 | 0
12 | 31 | 23 | 0 | 0 | 11.1 | 0 | 0 | 11.1 | 0 | 0 | 0 | 0 | 0
Totals |  |  | 2523721 | 564276 | 208511.7 | 24164.4 | 2388204.708 | 264224.31 | 18755939.547 | 17974785.865 | 27996499.4903 | 24186312.107 | 20895091.9381
% of original | [10 empty] | 133.986 | 115.7512