## pvwatts_hourly-2
PVWatts: Hourly PV Performance Data
Requested Location: | Phoenix
Location: | PHOENIX SKY HARBOR INTL AP, AZ
Lat (deg N): | 33.45
Long (deg W): | 111.98
Elev (m): | 337
DC System Size (kW): | 10
Module Type: | Premium
Array Type: | Fixed (open rack)
Array Tilt (deg): | 33.45
Array Azimuth (deg): | 180
System Losses: | 14
Invert Efficiency: | 96
DC to AC Size Ratio: | 1.1
Average Cost of Electricity Purchased from Utility ($/kWh): | 0.12
Initial Cost | 3.3
Month | Day | Hour | Beam Irradiance (W/m^2) | Diffuse Irradiance (W/m^2) | Ambient Temperature (C) | Wind Speed (m/s) | Plane of Array Irradiance (W/m^2) | Cell Temperature (C) | DC Array Output (W) | AC System Output (W) |  | DC System Out (W), BK7 Optics | BK7 Module efficiency (DC power/POA Irradiance) | BK7 Module efficiency (DC power/POA Irradiance + Diffuse) | DC System Out (W), PMMA Optics | PMMA Module efficiency (DC power/POA Irradiance) | PMMA Module efficiency (DC power/POA Irradiance + Diffuse) |  | Recalculated Flat Panel DC Power
1 | 1 | 0 | 0 | 0 | 10 | 1.5 | 0 | 10 | 0 | 0 |  | 0 | 0 |  | 0 | 0 |  |  | 0
1 | 1 | 1 | 0 | 0 | 8.9 | 2.1 | 0 | 8.9 | 0 | 0 |  | 0 | 0 |  | 0 | 0 |  |  | 0
1 | 1 | 2 | 0 | 0 | 8.9 | 1.5 | 0 | 8.9 | 0 | 0 |  | 0 | 0 |  | 0 | 0 |  |  | 0
1 | 1 | 3 | 0 | 0 | 8.9 | 0 | 0 | 8.9 | 0 | 0 |  | 0 | 0 |  | 0 | 0 |  |  | 0
1 | 1 | 4 | 0 | 0 | 8.3 | 0 | 0 | 8.3 | 0 | 0 |  | 0 | 0 |  | 0 | 0 |  |  | 0
1 | 1 | 5 | 0 | 0 | 7.8 | 1.5 | 0 | 7.8 | 0 | 0 |  | 0 | 0 |  | 0 | 0 |  |  | 0
1 | 1 | 6 | 0 | 0 | 7.2 | 2.6 | 0 | 7.2 | 0 | 0 |  | 0 | 0 |  | 0 | 0 |  |  | 0
1 | 1 | 7 | 0 | 0 | 7.8 | 2.1 | 0 | 7.8 | 0 | 0 |  | 0 | 0 |  | 0 | 0 |  |  | 0
1 | 1 | 8 | 561 | 26 | 8.3 | 0 | 300.636 | 18.071 | 2524.367 | 2412.45 |  | 1375.2258 | 0.13441 | 0.11859 | 1171.3327 | 0.11448 | 0.10101 |  | 1535.2255
1 | 1 | 9 | 782 | 47 | 11.7 | 1.5 | 579.285 | 27.65 | 4874.44 | 4690.626 |  | 7149.484 | 0.31315 | 0.28261 | 5979.4674 | 0.2619 | 0.23636 |  | 3743.3728
1 | 1 | 10 | 832 | 61 | 15 | 4.6 | 753.34 | 30.03 | 6343.601 | 6105.278 |  | 10548.8306 | 0.33221 | 0.30178 | 8989.7804 | 0.28311 | 0.25718 |  | 5321.8795
1 | 1 | 11 | 867 | 81 | 16.7 | 2.1 | 897.257 | 40.456 | 7291.919 | 7014.505 |  | 13150.1548 | 0.34057 | 0.30678 | 11433.9286 | 0.29612 | 0.26674 |  | 6562.5089
1 | 1 | 12 | 909 | 81 | 16.7 | 0 | 956.453 | 53.634 | 7397.152 | 7115.211 |  | 14911.3666 | 0.34265 | 0.31215 | 12968.2145 | 0.298 | 0.27147 |  | 7338.815
1 | 1 | 13 | 904 | 74 | 17.8 | 2.1 | 915.932 | 42.54 | 7386.518 | 7105.036 |  | 14853.6511 | 0.34266 | 0.31447 | 12919.1985 | 0.29803 | 0.27352 |  | 7265.8327
1 | 1 | 14 | 702 | 167 | 17.8 | 2.1 | 785.489 | 39.225 | 6402.745 | 6162.074 |  | 10710.4715 | 0.34084 | 0.26649 | 9315.2993 | 0.29644 | 0.23177 |  | 6015.5028
1 | 1 | 15 | 221 | 151 | 18.3 | 0 | 322.089 | 34.971 | 2657.414 | 2541.929 |  | 2834.8265 | 0.33294 | 0.17241 | 2417.4225 | 0.28392 | 0.14703 |  | 2319.7762
1 | 1 | 16 | 439 | 111 | 18.9 | 2.6 | 348.762 | 26.857 | 2890.48 | 2768.601 |  | 4103.2855 | 0.31507 | 0.21767 | 3446.634 | 0.26465 | 0.18284 |  | 2683.6822
1 | 1 | 17 | 0 | 0 | 17.2 | 2.1 | 0 | 17.2 | 0 | 0 |  | 0 | 0.16265 |  | 0 | 0.1398 |  |  | 0
1 | 1 | 18 | 0 | 0 | 15 | 1.5 | 0 | 15 | 0 | 0 |  | 0 | 0 |  | 0 | 0 |  |  | 0
1 | 1 | 19 | 0 | 0 | 15 | 2.1 | 0 | 15 | 0 | 0 |  | 0 | 0 |  | 0 | 0 |  |  | 0
1 | 1 | 20 | 0 | 0 | 14.4 | 0 | 0 | 14.4 | 0 | 0 |  | 0 | 0 |  | 0 | 0 |  |  | 0
1 | 1 | 21 | 0 | 0 | 13.3 | 2.6 | 0 | 13.3 | 0 | 0 |  | 0 | 0 |  | 0 | 0 |  |  | 0
1 | 1 | 22 | 0 | 0 | 13.9 | 4.6 | 0 | 13.9 | 0 | 0 |  | 0 | 0 |  | 0 | 0 |  |  | 0
1 | 1 | 23 | 0 | 0 | 12.8 | 4.6 | 0 | 12.8 | 0 | 0 |  | 0 | 0 |  | 0 | 0 |  |  | 0
1 | 2 | 0 | 0 | 0 | 13.3 | 4.1 | 0 | 13.3 | 0 | 0 |  | 0 | 0 |  | 0 | 0 |  |  | 0
1 | 2 | 1 | 0 | 0 | 12.8 | 3.6 | 0 | 12.8 | 0 | 0 |  | 0 | 0 |  | 0 | 0 |  |  | 0
1 | 2 | 2 | 0 | 0 | 12.8 | 4.1 | 0 | 12.8 | 0 | 0 |  | 0 | 0 |  | 0 | 0 |  |  | 0
1 | 2 | 3 | 0 | 0 | 12.8 | 3.6 | 0 | 12.8 | 0 | 0 |  | 0 | 0 |  | 0 | 0 |  |  | 0
1 | 2 | 4 | 0 | 0 | 11.1 | 1.5 | 0 | 11.1 | 0 | 0 |  | 0 | 0 |  | 0 | 0 |  |  | 0
1 | 2 | 5 | 0 | 0 | 11.1 | 3.6 | 0 | 11.1 | 0 | 0 |  | 0 | 0 |  | 0 | 0 |  |  | 0
1 | 2 | 6 | 0 | 0 | 12.8 | 3.1 | 0 | 12.8 | 0 | 0 |  | 0 | 0 |  | 0 | 0 |  |  | 0
1 | 2 | 7 | 0 | 0 | 12.2 | 5.2 | 0 | 12.2 | 0 | 0 |  | 0 | 0 |  | 0 | 0 |  |  | 0
1 | 2 | 8 | 53 | 49 | 12.8 | 2.6 | 80.994 | 13.02 | 713.79 | 644.427 |  | 125.6528 | 0.13057 | 0.035547 | 106.8561 | 0.11104 | 0.030229 |  | 413.152
1 | 2 | 9 | 480 | 113 | 15 | 6.2 | 464.59 | 21.969 | 3999.317 | 3844.476 |  | 4375.8691 | 0.31291 | 0.2197 | 3657.4873 | 0.26154 | 0.18364 |  | 2834.5515
1 | 2 | 10 | 646 | 102 | 16.1 | 6.7 | 666.095 | 26.523 | 5681.253 | 5468.416 |  | 8180.8798 | 0.33214 | 0.27282 | 6971.3082 | 0.28303 | 0.23249 |  | 4489.9016
1 | 2 | 11 | 469 | 210 | 17.2 | 6.2 | 690.541 | 28.821 | 5855.247 | 5635.86 |  | 7111.6363 | 0.34056 | 0.22288 | 6183.4069 | 0.29611 | 0.19379 |  | 4657.1061
1 | 2 | 12 | 48 | 265 | 17.2 | 7.2 | 331.726 | 22.123 | 2881.33 | 2759.705 |  | 787.6805 | 0.34266 | 0.048588 | 685.0481 | 0.29801 | 0.042258 |  | 2128.5467
1 | 2 | 13 | 55 | 263 | 17.2 | 4.6 | 336.583 | 23.33 | 2911.085 | 2788.631 |  | 904.522 | 0.34266 | 0.054996 | 786.7653 | 0.29805 | 0.047836 |  | 2168.5194
1 | 2 | 14 | 125 | 221 | 18.3 | 5.7 | 356.44 | 24.055 | 3072.528 | 2945.524 |  | 1910.3756 | 0.34091 | 0.11103 | 1661.6385 | 0.29653 | 0.096572 |  | 2347.824
1 | 2 | 15 | 0 | 129 | 18.3 | 5.2 | 126.44 | 20.019 | 1106.341 | 1028.701 |  | 0 | 0.33312 | 0 | 0 | 0.28411 | 0 |  | 854.6383
1 | 2 | 16 | 379 | 116 | 17.8 | 5.2 | 337.248 | 23.189 | 2841.228 | 2720.715 |  | 3558.48 | 0.31547 | 0.20486 | 2991.3002 | 0.26518 | 0.17221 |  | 2453.7845
1 | 2 | 17 | 61 | 0 | 16.7 | 3.6 | 19.109 | 16.348 | 146.032 | 87.713 |  | 193.8694 | 0.16827 | 0.16827 | 166.8409 | 0.14481 | 0.14481 |  | 157.6357
1 | 2 | 18 | 0 | 0 | 16.1 | 5.2 | 0 | 16.1 | 0 | 0 |  | 0 | 0 |  | 0 | 0 |  |  | 0
1 | 2 | 19 | 0 | 0 | 14.4 | 4.1 | 0 | 14.4 | 0 | 0 |  | 0 | 0 |  | 0 | 0 |  |  | 0
1 | 2 | 20 | 0 | 0 | 13.9 | 4.1 | 0 | 13.9 | 0 | 0 |  | 0 | 0 |  | 0 | 0 |  |  | 0
1 | 2 | 21 | 0 | 0 | 12.2 | 3.1 | 0 | 12.2 | 0 | 0 |  | 0 | 0 |  | 0 | 0 |  |  | 0
1 | 2 | 22 | 0 | 0 | 12.2 | 2.1 | 0 | 12.2 | 0 | 0 |  | 0 | 0 |  | 0 | 0 |  |  | 0
1 | 2 | 23 | 0 | 0 | 11.7 | 2.6 | 0 | 11.7 | 0 | 0 |  | 0 | 0 |  | 0 | 0 |  |  | 0
1 | 3 | 0 | 0 | 0 | 11.7 | 2.1 | 0 | 11.7 | 0 | 0 |  | 0 | 0 |  | 0 | 0 |  |  | 0
1 | 3 | 1 | 0 | 0 | 11.1 | 1.5 | 0 | 11.1 | 0 | 0 |  | 0 | 0 |  | 0 | 0 |  |  | 0
1 | 3 | 2 | 0 | 0 | 11.1 | 2.6 | 0 | 11.1 | 0 | 0 |  | 0 | 0 |  | 0 | 0 |  |  | 0
1 | 3 | 3 | 0 | 0 | 11.1 | 0 | 0 | 11.1 | 0 | 0 |  | 0 | 0 |  | 0 | 0 |  |  | 0
1 | 3 | 4 | 0 | 0 | 10 | 0 | 0 | 10 | 0 | 0 |  | 0 | 0 |  | 0 | 0 |  |  | 0
1 | 3 | 5 | 0 | 0 | 10 | 0 | 0 | 10 | 0 | 0 |  | 0 | 0 |  | 0 | 0 |  |  | 0
1 | 3 | 6 | 0 | 0 | 10 | 1.5 | 0 | 10 | 0 | 0 |  | 0 | 0 |  | 0 | 0 |  |  | 0
1 | 3 | 7 | 0 | 0 | 10.6 | 0 | 0 | 10.6 | 0 | 0 |  | 0 | 0 |  | 0 | 0 |  |  | 0
1 | 3 | 8 | 212 | 58 | 12.2 | 1.5 | 173.718 | 15.197 | 1497.441 | 1411.032 |  | 486.4521 | 0.12692 | 0.070729 | 413.0416 | 0.10777 | 0.060055 |  | 851.9259
1 | 3 | 9 | 715 | 82 | 15 | 5.2 | 585.81 | 25.178 | 4977.745 | 4790.339 |  | 6500.2654 | 0.31267 | 0.25903 | 5429.8211 | 0.26118 | 0.21637 |  | 3659.0722
1 | 3 | 10 | 565 | 159 | 16.1 | 4.6 | 660.871 | 29.275 | 5583.989 | 5374.769 |  | 7147.2354 | 0.33207 | 0.23927 | 6090.088 | 0.28295 | 0.20388 |  | 4385.6887
1 | 3 | 11 | 12 | 188 | 17.2 | 4.6 | 191.465 | 20.957 | 1669.795 | 1579.355 |  | 181.9251 | 0.34055 | 0.017486 | 158.178 | 0.29609 | 0.015203 |  | 1336.6771
1 | 3 | 12 | 12 | 236 | 17.2 | 2.6 | 243.582 | 22.17 | 2115.501 | 2014.17 |  | 197.001 | 0.34266 | 0.015195 | 171.3362 | 0.29802 | 0.013215 |  | 1665.632
1 | 3 | 13 | 31 | 256 | 17.8 | 3.6 | 285.368 | 23.317 | 2468.378 | 2357.945 |  | 510.3045 | 0.34266 | 0.034182 | 443.8965 | 0.29807 | 0.029733 |  | 1942.0791
1 | 3 | 14 | 31 | 213 | 18.3 | 3.1 | 239.056 | 23.123 | 2068.654 | 1968.5 |  | 474.5978 | 0.34099 | 0.037743 | 412.8297 | 0.29661 | 0.032831 |  | 1637.4896
1 | 3 | 15 | 33 | 152 | 18.3 | 0 | 187.513 | 25.867 | 1605.325 | 1516.405 |  | 425.6099 | 0.33329 | 0.045977 | 363.0463 | 0.2843 | 0.039219 |  | 1205.1068
1 | 3 | 16 | 430 | 120 | 18.3 | 2.1 | 367.317 | 26.88 | 3052.102 | 2925.679 |  | 4055.5689 | 0.31585 | 0.21189 | 3411.6097 | 0.2657 | 0.17824 |  | 2716.5607
1 | 3 | 17 | 73 | 0 | 17.2 | 3.1 | 22.9 | 17.05 | 174.659 | 115.809 |  | 241.1194 | 0.17393 | 0.17393 | 207.7357 | 0.14985 | 0.14985 |  | 189.9877
1 | 3 | 18 | 0 | 0 | 17.2 | 3.1 | 0 | 17.2 | 0 | 0 |  | 0 | 0 |  | 0 | 0 |  |  | 0
1 | 3 | 19 | 0 | 0 | 15.6 | 2.1 | 0 | 15.6 | 0 | 0 |  | 0 | 0 |  | 0 | 0 |  |  | 0
1 | 3 | 20 | 0 | 0 | 13.9 | 2.1 | 0 | 13.9 | 0 | 0 |  | 0 | 0 |  | 0 | 0 |  |  | 0
1 | 3 | 21 | 0 | 0 | 14.4 | 2.1 | 0 | 14.4 | 0 | 0 |  | 0 | 0 |  | 0 | 0 |  |  | 0
1 | 3 | 22 | 0 | 0 | 11.7 | 2.1 | 0 | 11.7 | 0 | 0 |  | 0 | 0 |  | 0 | 0 |  |  | 0
1 | 3 | 23 | 0 | 0 | 12.2 | 1.5 | 0 | 12.2 | 0 | 0 |  | 0 | 0 |  | 0 | 0 |  |  | 0
1 | 4 | 0 | 0 | 0 | 11.1 | 1.5 | 0 | 11.1 | 0 | 0 |  | 0 | 0 |  | 0 | 0 |  |  | 0
1 | 4 | 1 | 0 | 0 | 10.6 | 1.5 | 0 | 10.6 | 0 | 0 |  | 0 | 0 |  | 0 | 0 |  |  | 0
1 | 4 | 2 | 0 | 0 | 10 | 0 | 0 | 10 | 0 | 0 |  | 0 | 0 |  | 0 | 0 |  |  | 0
1 | 4 | 3 | 0 | 0 | 8.9 | 1.5 | 0 | 8.9 | 0 | 0 |  | 0 | 0 |  | 0 | 0 |  |  | 0
1 | 4 | 4 | 0 | 0 | 7.8 | 3.1 | 0 | 7.8 | 0 | 0 |  | 0 | 0 |  | 0 | 0 |  |  | 0
1 | 4 | 5 | 0 | 0 | 7.8 | 2.6 | 0 | 7.8 | 0 | 0 |  | 0 | 0 |  | 0 | 0 |  |  | 0
1 | 4 | 6 | 0 | 0 | 7.2 | 2.6 | 0 | 7.2 | 0 | 0 |  | 0 | 0 |  | 0 | 0 |  |  | 0
1 | 4 | 7 | 0 | 0 | 7.2 | 0 | 0 | 7.2 | 0 | 0 |  | 0 | 0 |  | 0 | 0 |  |  | 0
1 | 4 | 8 | 560 | 26 | 8.9 | 0 | 297.882 | 18.548 | 2494.131 | 2383.017 |  | 1244.7255 | 0.12347 | 0.10874 | 1055.2801 | 0.10468 | 0.092194 |  | 1508.6435
1 | 4 | 9 | 776 | 48 | 11.1 | 2.1 | 574.545 | 25.523 | 4869.859 | 4686.204 |  | 7036.1805 | 0.31244 | 0.281 | 5873.9959 | 0.26084 | 0.23459 |  | 3699.749
1 | 4 | 10 | 867 | 54 | 12.2 | 1.5 | 771.032 | 34.413 | 6390.592 | 6150.405 |  | 10956.3759 | 0.33201 | 0.30574 | 9335.2388 | 0.28288 | 0.2605 |  | 5467.7487
1 | 4 | 11 | 872 | 81 | 13.9 | 1.5 | 901.919 | 40.197 | 7336.875 | 7057.531 |  | 13218.1901 | 0.34054 | 0.30692 | 11492.7094 | 0.29609 | 0.26685 |  | 6594.0561
1 | 4 | 12 | 884 | 90 | 16.1 | 2.1 | 955.396 | 41.735 | 7731.242 | 7434.679 |  | 14519.1183 | 0.34266 | 0.30828 | 12627.9347 | 0.29803 | 0.26813 |  | 7220.138
1 | 4 | 13 | 849 | 91 | 17.2 | 3.6 | 899.281 | 37.799 | 7381.08 | 7099.833 |  | 13989.6128 | 0.34267 | 0.30677 | 12169.8943 | 0.29809 | 0.26686 |  | 6985.5959
1 | 4 | 14 | 895 | 71 | 18.3 | 6.7 | 826.547 | 31.876 | 6916.997 | 6655.404 |  | 13726.4799 | 0.34107 | 0.31216 | 11940.6955 | 0.2967 | 0.27155 |  | 6752.2824
1 | 4 | 15 | 807 | 67 | 18.9 | 5.7 | 637.834 | 30.43 | 5324.131 | 5124.414 |  | 10436.9513 | 0.33347 | 0.29978 | 8904.0288 | 0.28449 | 0.25575 |  | 5296.4355
1 | 4 | 16 | 660 | 72 | 18.9 | 5.2 | 412.797 | 26.542 | 3399.824 | 3263.324 |  | 6252.8975 | 0.31624 | 0.26548 | 5263.5535 | 0.2662 | 0.22348 |  | 3456.0106
1 | 4 | 17 | 120 | 0 | 17.2 | 3.6 | 37.69 | 17.46 | 287.18 | 226.217 |  | 411.5101 | 0.17961 | 0.17961 | 354.8721 | 0.15489 | 0.15489 |  | 314.51
1 | 4 | 18 | 0 | 0 | 16.1 | 0 | 0 | 16.1 | 0 | 0 |  | 0 | 0 |  | 0 | 0 |  |  | 0
1 | 4 | 19 | 0 | 0 | 15 | 1.5 | 0 | 15 | 0 | 0 |  | 0 | 0 |  | 0 | 0 |  |  | 0
1 | 4 | 20 | 0 | 0 | 14.4 | 2.6 | 0 | 14.4 | 0 | 0 |  | 0 | 0 |  | 0 | 0 |  |  | 0
1 | 4 | 21 | 0 | 0 | 12.2 | 4.6 | 0 | 12.2 | 0 | 0 |  | 0 | 0 |  | 0 | 0 |  |  | 0
1 | 4 | 22 | 0 | 0 | 11.1 | 0 | 0 | 11.1 | 0 | 0 |  | 0 | 0 |  | 0 | 0 |  |  | 0
1 | 4 | 23 | 0 | 0 | 9.4 | 2.6 | 0 | 9.4 | 0 | 0 |  | 0 | 0 |  | 0 | 0 |  |  | 0
1 | 5 | 0 | 0 | 0 | 10 | 1.5 | 0 | 10 | 0 | 0 |  | 0 | 0 |  | 0 | 0 |  |  | 0
1 | 5 | 1 | 0 | 0 | 9.4 | 0 | 0 | 9.4 | 0 | 0 |  | 0 | 0 |  | 0 | 0 |  |  | 0
1 | 5 | 2 | 0 | 0 | 8.3 | 0 | 0 | 8.3 | 0 | 0 |  | 0 | 0 |  | 0 | 0 |  |  | 0
1 | 5 | 3 | 0 | 0 | 7.2 | 2.1 | 0 | 7.2 | 0 | 0 |  | 0 | 0 |  | 0 | 0 |  |  | 0
1 | 5 | 4 | 0 | 0 | 7.8 | 2.6 | 0 | 7.8 | 0 | 0 |  | 0 | 0 |  | 0 | 0 |  |  | 0
1 | 5 | 5 | 0 | 0 | 6.7 | 0 | 0 | 6.7 | 0 | 0 |  | 0 | 0 |  | 0 | 0 |  |  | 0
1 | 5 | 6 | 0 | 0 | 6.7 | 0 | 0 | 6.7 | 0 | 0 |  | 0 | 0 |  | 0 | 0 |  |  | 0
1 | 5 | 7 | 0 | 0 | 6.1 | 0 | 0 | 6.1 | 0 | 0 |  | 0 | 0 |  | 0 | 0 |  |  | 0
1 | 5 | 8 | 516 | 30 | 10.6 | 4.6 | 286.272 | 15.024 | 2430.243 | 2320.814 |  | 1112.0834 | 0.12021 | 0.10273 | 941.4421 | 0.10177 | 0.086963 |  | 1417.8446
1 | 5 | 9 | 748 | 52 | 11.7 | 0 | 566.272 | 33.374 | 4668.635 | 4491.87 |  | 6765.137 | 0.31223 | 0.27729 | 5644.4651 | 0.26051 | 0.23136 |  | 3596.1436
1 | 5 | 10 | 844 | 58 | 13.9 | 2.1 | 757.621 | 33.753 | 6294.572 | 6058.187 |  | 10655.7709 | 0.33195 | 0.30319 | 9078.5879 | 0.28282 | 0.25831 |  | 5354.6153
1 | 5 | 11 | 849 | 92 | 15.6 | 2.1 | 895.11 | 39.368 | 7303.947 | 7026.018 |  | 12868.7705 | 0.34054 | 0.30194 | 11188.8647 | 0.29608 | 0.26253 |  | 6507.3917
1 | 5 | 12 | 752 | 132 | 16.7 | 0 | 889.435 | 51.683 | 6931.618 | 6669.417 |  | 12357.4538 | 0.34266 | 0.28743 | 10748.1591 | 0.29804 | 0.25 |  | 6515.1153
1 | 5 | 13 | 910 | 95 | 17.8 | 1.5 | 960.289 | 45.772 | 7651.643 | 7358.598 |  | 15010.2562 | 0.34267 | 0.30764 | 13058.7219 | 0.29812 | 0.26764 |  | 7477.6983
1 | 5 | 14 | 876 | 78 | 17.2 | 0 | 828.56 | 50.704 | 6466.37 | 6223.159 |  | 13459.4724 | 0.34115 | 0.30907 | 11709.0359 | 0.29678 | 0.26888 |  | 6675.6701
1 | 5 | 15 | 713 | 88 | 17.2 | 3.6 | 604.906 | 31.132 | 5040.903 | 4851.283 |  | 9247.0558 | 0.33364 | 0.28597 | 7890.0482 | 0.28468 | 0.24401 |  | 4880.7602
1 | 5 | 16 | 627 | 72 | 17.2 | 3.6 | 398.694 | 26.073 | 3292.251 | 3158.913 |  | 5966.9327 | 0.31662 | 0.26372 | 5025.9157 | 0.26668 | 0.22213 |  | 3317.3052
1 | 5 | 17 | 120 | 1 | 15.6 | 2.1 | 39.848 | 16.118 | 307.679 | 246.327 |  | 426.7724 | 0.18528 | 0.18115 | 368.3199 | 0.1599 | 0.15634 |  | 322.582
1 | 5 | 18 | 0 | 0 | 14.4 | 2.1 | 0 | 14.4 | 0 | 0 |  | 0 | 0 |  | 0 | 0 |  |  | 0
1 | 5 | 19 | 0 | 0 | 12.8 | 2.1 | 0 | 12.8 | 0 | 0 |  | 0 | 0 |  | 0 | 0 |  |  | 0
1 | 5 | 20 | 0 | 0 | 12.2 | 0 | 0 | 12.2 | 0 | 0 |  | 0 | 0 |  | 0 | 0 |  |  | 0
1 | 5 | 21 | 0 | 0 | 12.2 | 0 | 0 | 12.2 | 0 | 0 |  | 0 | 0 |  | 0 | 0 |  |  | 0
1 | 5 | 22 | 0 | 0 | 10 | 0 | 0 | 10 | 0 | 0 |  | 0 | 0 |  | 0 | 0 |  |  | 0
1 | 5 | 23 | 0 | 0 | 9.4 | 3.1 | 0 | 9.4 | 0 | 0 |  | 0 | 0 |  | 0 | 0 |  |  | 0
1 | 6 | 0 | 0 | 0 | 8.3 | 1.5 | 0 | 8.3 | 0 | 0 |  | 0 | 0 |  | 0 | 0 |  |  | 0
1 | 6 | 1 | 0 | 0 | 7.8 | 3.1 | 0 | 7.8 | 0 | 0 |  | 0 | 0 |  | 0 | 0 |  |  | 0
1 | 6 | 2 | 0 | 0 | 7.2 | 1.5 | 0 | 7.2 | 0 | 0 |  | 0 | 0 |  | 0 | 0 |  |  | 0
1 | 6 | 3 | 0 | 0 | 7.8 | 1.5 | 0 | 7.8 | 0 | 0 |  | 0 | 0 |  | 0 | 0 |  |  | 0
1 | 6 | 4 | 0 | 0 | 6.1 | 0 | 0 | 6.1 | 0 | 0 |  | 0 | 0 |  | 0 | 0 |  |  | 0
1 | 6 | 5 | 0 | 0 | 5.6 | 3.1 | 0 | 5.6 | 0 | 0 |  | 0 | 0 |  | 0 | 0 |  |  | 0
1 | 6 | 6 | 0 | 0 | 5.6 | 2.1 | 0 | 5.6 | 0 | 0 |  | 0 | 0 |  | 0 | 0 |  |  | 0
1 | 6 | 7 | 0 | 0 | 6.1 | 2.1 | 0 | 6.1 | 0 | 0 |  | 0 | 0 |  | 0 | 0 |  |  | 0
1 | 6 | 8 | 48 | 56 | 6.7 | 2.1 | 80.822 | 6.819 | 727.992 | 658.339 |  | 100.4111 | 0.11716 | 0.026444 | 84.8842 | 0.099041 | 0.022355 |  | 437.0001
1 | 6 | 9 | 642 | 105 | 8.9 | 1.5 | 560.812 | 23.55 | 4795.173 | 4614.091 |  | 5792.4254 | 0.31203 | 0.24058 | 4830.1919 | 0.26019 | 0.20062 |  | 3469.1212
1 | 6 | 10 | 605 | 139 | 12.2 | 2.6 | 673.398 | 28.839 | 5697.787 | 5484.331 |  | 7631.8376 | 0.3319 | 0.25194 | 6501.8877 | 0.28276 | 0.21464 |  | 4480.4904
1 | 6 | 11 | 843 | 111 | 14.4 | 1.5 | 912.116 | 40.599 | 7409.157 | 7126.697 |  | 12777.9253 | 0.34054 | 0.29476 | 11109.8834 | 0.29608 | 0.25628 |  | 6592.4468
1 | 6 | 12 | 722 | 141 | 15.6 | 1.5 | 872.515 | 41.505 | 7067.064 | 6799.197 |  | 11871.1677 | 0.34266 | 0.28233 | 10325.5527 | 0.29805 | 0.24557 |  | 6353.5425
1 | 6 | 13 | 842 | 90 | 16.7 | 0 | 893.652 | 51.692 | 6961.711 | 6698.257 |  | 13903.5373 | 0.34267 | 0.30693 | 12096.8407 | 0.29814 | 0.26704 |  | 6939.8257
1 | 6 | 14 | 744 | 101 | 18.3 | 0 | 754.411 | 49.173 | 5923.709 | 5701.717 |  | 11452.4674 | 0.34123 | 0.29467 | 9963.5039 | 0.29687 | 0.25636 |  | 5910.2031
1 | 6 | 15 | 745 | 82 | 18.3 | 2.1 | 620.717 | 35.127 | 5098.419 | 4906.771 |  | 9689.3327 | 0.33382 | 0.2907 | 8268.6443 | 0.28487 | 0.24808 |  | 5044.8161
1 | 6 | 16 | 567 | 94 | 18.9 | 2.6 | 398.86 | 28.907 | 3273.557 | 3140.764 |  | 5420.024 | 0.31699 | 0.24599 | 4567.7878 | 0.26714 | 0.20731 |  | 3196.6011
1 | 6 | 17 | 115 | 1 | 17.2 | 2.1 | 38.311 | 17.703 | 294.406 | 233.306 |  | 423.6679 | 0.19091 | 0.1865 | 365.8607 | 0.16486 | 0.16105 |  | 311.4907
1 | 6 | 18 | 0 | 0 | 15.6 | 2.1 | 0 | 15.6 | 0 | 0 |  | 0 | 0 |  | 0 | 0 |  |  | 0
1 | 6 | 19 | 0 | 0 | 13.9 | 0 | 0 | 13.9 | 0 | 0 |  | 0 | 0 |  | 0 | 0 |  |  | 0
1 | 6 | 20 | 0 | 0 | 12.8 | 0 | 0 | 12.8 | 0 | 0 |  | 0 | 0 |  | 0 | 0 |  |  | 0
1 | 6 | 21 | 0 | 0 | 11.7 | 1.5 | 0 | 11.7 | 0 | 0 |  | 0 | 0 |  | 0 | 0 |  |  | 0
1 | 6 | 22 | 0 | 0 | 11.1 | 0 | 0 | 11.1 | 0 | 0 |  | 0 | 0 |  | 0 | 0 |  |  | 0
1 | 6 | 23 | 0 | 0 | 10 | 0 | 0 | 10 | 0 | 0 |  | 0 | 0 |  | 0 | 0 |  |  | 0
1 | 7 | 0 | 0 | 0 | 9.4 | 2.6 | 0 | 9.4 | 0 | 0 |  | 0 | 0 |  | 0 | 0 |  |  | 0
1 | 7 | 1 | 0 | 0 | 9.4 | 2.6 | 0 | 9.4 | 0 | 0 |  | 0 | 0 |  | 0 | 0 |  |  | 0
1 | 7 | 2 | 0 | 0 | 8.9 | 2.1 | 0 | 8.9 | 0 | 0 |  | 0 | 0 |  | 0 | 0 |  |  | 0
1 | 7 | 3 | 0 | 0 | 8.3 | 1.5 | 0 | 8.3 | 0 | 0 |  | 0 | 0 |  | 0 | 0 |  |  | 0
1 | 7 | 4 | 0 | 0 | 7.2 | 2.6 | 0 | 7.2 | 0 | 0 |  | 0 | 0 |  | 0 | 0 |  |  | 0
1 | 7 | 5 | 0 | 0 | 7.2 | 1.5 | 0 | 7.2 | 0 | 0 |  | 0 | 0 |  | 0 | 0 |  |  | 0
1 | 7 | 6 | 0 | 0 | 7.2 | 3.6 | 0 | 7.2 | 0 | 0 |  | 0 | 0 |  | 0 | 0 |  |  | 0
1 | 7 | 7 | 0 | 0 | 6.7 | 3.6 | 0 | 6.7 | 0 | 0 |  | 0 | 0 |  | 0 | 0 |  |  | 0
1 | 7 | 8 | 381 | 49 | 8.3 | 3.1 | 248.996 | 12.571 | 2146.044 | 2043.943 |  | 774.4227 | 0.11429 | 0.082837 | 653.7931 | 0.096484 | 0.069934 |  | 1190.97
1 | 7 | 9 | 368 | 125 | 11.7 | 2.6 | 403.399 | 20.835 | 3489.415 | 3350.252 |  | 3312.6485 | 0.31183 | 0.19276 | 2760.8708 | 0.25989 | 0.16065 |  | 2402.1574
1 | 7 | 10 | 518 | 151 | 13.9 | 2.1 | 612.858 | 29.576 | 5172.801 | 4978.512 |  | 6529.3776 | 0.33185 | 0.23655 | 5562.3861 | 0.28271 | 0.20151 |  | 4045.8443
1 | 7 | 11 | 273 | 259 | 16.7 | 0 | 558.409 | 39.998 | 4548.048 | 4375.346 |  | 4138.3598 | 0.34054 | 0.16071 | 3598.1499 | 0.29609 | 0.13974 |  | 3622.0927
1 | 7 | 12 | 740 | 178 | 18.3 | 0 | 930.376 | 52.598 | 7225.359 | 6950.789 |  | 12174.5959 | 0.34266 | 0.2713 | 10589.8805 | 0.29806 | 0.23599 |  | 6738.9712
1 | 7 | 13 | 445 | 225 | 20 | 0 | 690.267 | 49.018 | 5434.281 | 5230.563 |  | 7356.2569 | 0.34267 | 0.22104 | 6400.8878 | 0.29817 | 0.19233 |  | 4856.3841
1 | 7 | 14 | 344 | 207 | 21.1 | 1.5 | 531.953 | 36.924 | 4376.576 | 4209.565 |  | 5305.1771 | 0.34131 | 0.20087 | 4615.6186 | 0.29695 | 0.17476 |  | 3805.8934
1 | 7 | 15 | 717 | 114 | 22.2 | 2.1 | 637.457 | 38.689 | 5172.032 | 4977.771 |  | 9351.656 | 0.334 | 0.27518 | 7981.6842 | 0.28507 | 0.23487 |  | 5098.4239
1 | 7 | 16 | 720 | 59 | 21.7 | 1.5 | 435.637 | 34.692 | 3484.086 | 3345.082 |  | 6913.0648 | 0.31735 | 0.27784 | 5828.9406 | 0.26758 | 0.23427 |  | 3680.9884
1 | 7 | 17 | 154 | 1 | 20 | 0 | 50.667 | 24.227 | 380.024 | 317.286 |  | 586.9943 | 0.19648 | 0.19309 | 507.1172 | 0.16975 | 0.16682 |  | 417.932
1 | 7 | 18 | 0 | 0 | 18.9 | 0 | 0 | 18.9 | 0 | 0 |  | 0 | 0 |  | 0 | 0 |  |  | 0
1 | 7 | 19 | 0 | 0 | 17.2 | 0 | 0 | 17.2 | 0 | 0 |  | 0 | 0 |  | 0 | 0 |  |  | 0
1 | 7 | 20 | 0 | 0 | 16.7 | 1.5 | 0 | 16.7 | 0 | 0 |  | 0 | 0 |  | 0 | 0 |  |  | 0
1 | 7 | 21 | 0 | 0 | 14.4 | 0 | 0 | 14.4 | 0 | 0 |  | 0 | 0 |  | 0 | 0 |  |  | 0
1 | 7 | 22 | 0 | 0 | 15 | 0 | 0 | 15 | 0 | 0 |  | 0 | 0 |  | 0 | 0 |  |  | 0
1 | 7 | 23 | 0 | 0 | 13.3 | 2.1 | 0 | 13.3 | 0 | 0 |  | 0 | 0 |  | 0 | 0 |  |  | 0
1 | 8 | 0 | 0 | 0 | 12.8 | 2.6 | 0 | 12.8 | 0 | 0 |  | 0 | 0 |  | 0 | 0 |  |  | 0
1 | 8 | 1 | 0 | 0 | 11.7 | 1.5 | 0 | 11.7 | 0 | 0 |  | 0 | 0 |  | 0 | 0 |  |  | 0
1 | 8 | 2 | 0 | 0 | 12.2 | 0 | 0 | 12.2 | 0 | 0 |  | 0 | 0 |  | 0 | 0 |  |  | 0
1 | 8 | 3 | 0 | 0 | 10.6 | 0 | 0 | 10.6 | 0 | 0 |  | 0 | 0 |  | 0 | 0 |  |  | 0
1 | 8 | 4 | 0 | 0 | 10 | 0 | 0 | 10 | 0 | 0 |  | 0 | 0 |  | 0 | 0 |  |  | 0
1 | 8 | 5 | 0 | 0 | 9.4 | 0 | 0 | 9.4 | 0 | 0 |  | 0 | 0 |  | 0 | 0 |  |  | 0
1 | 8 | 6 | 0 | 0 | 8.9 | 0 | 0 | 8.9 | 0 | 0 |  | 0 | 0 |  | 0 | 0 |  |  | 0
1 | 8 | 7 | 0 | 0 | 8.9 | 2.6 | 0 | 8.9 | 0 | 0 |  | 0 | 0 |  | 0 | 0 |  |  | 0
1 | 8 | 8 | 613 | 23 | 12.2 | 2.1 | 314.392 | 18.763 | 2622.745 | 2508.197 |  | 1211.9686 | 0.11159 | 0.10043 | 1021.8806 | 0.094089 | 0.084675 |  | 1588.1583
1 | 8 | 9 | 821 | 41 | 15 | 3.1 | 591.731 | 28.173 | 4966.042 | 4779.044 |  | 7374.3783 | 0.31165 | 0.28567 | 6142.8896 | 0.25961 | 0.23796 |  | 3822.8225
1 | 8 | 10 | 873 | 53 | 18.9 | 2.1 | 773.572 | 39.045 | 6303.9 | 6067.147 |  | 10996.6835 | 0.33181 | 0.30611 | 9367.6839 | 0.28266 | 0.26076 |  | 5482.0612
1 | 8 | 11 | 914 | 71 | 21.7 | 0 | 919.041 | 56.464 | 7026.511 | 6760.346 |  | 13857.1493 | 0.34055 | 0.31197 | 12048.3717 | 0.2961 | 0.27125 |  | 6819.9224
1 | 8 | 12 | 914 | 84 | 23.3 | 1.5 | 969.118 | 51.25 | 7565.04 | 7275.799 |  | 15047.2345 | 0.34266 | 0.31139 | 13089.16 | 0.29807 | 0.27087 |  | 7420.9694
1 | 8 | 13 | 811 | 116 | 26.1 | 0 | 904.26 | 61.009 | 6791.444 | 6535.043 |  | 13422.02 | 0.34267 | 0.29656 | 11679.934 | 0.29819 | 0.25807 |  | 6894.1038
1 | 8 | 14 | 912 | 73 | 27.2 | 0 | 848.408 | 60.124 | 6381.938 | 6142.095 |  | 14091.6997 | 0.34139 | 0.31238 | 12260.4752 | 0.29703 | 0.27179 |  | 6927.8385
1 | 8 | 15 | 849 | 64 | 26.7 | 1.5 | 668.431 | 46.524 | 5261.535 | 5064.073 |  | 11104.9146 | 0.33418 | 0.30349 | 9479.5667 | 0.28527 | 0.25907 |  | 5579.0998
1 | 8 | 16 | 757 | 62 | 26.7 | 0 | 457.896 | 46.631 | 3504.862 | 3365.237 |  | 7300.2485 | 0.3177 | 0.27828 | 6158.0797 | 0.26799 | 0.23474 |  | 3882.9901
1 | 8 | 17 | 171 | 1 | 23.3 | 1.5 | 56.081 | 24.898 | 419.489 | 355.988 |  | 673.5151 | 0.20198 | 0.19885 | 582.0081 | 0.17454 | 0.17183 |  | 466.5079
1 | 8 | 18 | 0 | 0 | 21.7 | 0 | 0 | 21.7 | 0 | 0 |  | 0 | 0 |  | 0 | 0 |  |  | 0
1 | 8 | 19 | 0 | 0 | 20.6 | 0 | 0 | 20.6 | 0 | 0 |  | 0 | 0 |  | 0 | 0 |  |  | 0
1 | 8 | 20 | 0 | 0 | 16.7 | 1.5 | 0 | 16.7 | 0 | 0 |  | 0 | 0 |  | 0 | 0 |  |  | 0
1 | 8 | 21 | 0 | 0 | 16.7 | 2.1 | 0 | 16.7 | 0 | 0 |  | 0 | 0 |  | 0 | 0 |  |  | 0
1 | 8 | 22 | 0 | 0 | 15.6 | 3.1 | 0 | 15.6 | 0 | 0 |  | 0 | 0 |  | 0 | 0 |  |  | 0
1 | 8 | 23 | 0 | 0 | 14.4 | 3.6 | 0 | 14.4 | 0 | 0 |  | 0 | 0 |  | 0 | 0 |  |  | 0
1 | 9 | 0 | 0 | 0 | 13.9 | 3.6 | 0 | 13.9 | 0 | 0 |  | 0 | 0 |  | 0 | 0 |  |  | 0
1 | 9 | 1 | 0 | 0 | 13.9 | 4.1 | 0 | 13.9 | 0 | 0 |  | 0 | 0 |  | 0 | 0 |  |  | 0
1 | 9 | 2 | 0 | 0 | 13.3 | 3.6 | 0 | 13.3 | 0 | 0 |  | 0 | 0 |  | 0 | 0 |  |  | 0
1 | 9 | 3 | 0 | 0 | 12.2 | 3.6 | 0 | 12.2 | 0 | 0 |  | 0 | 0 |  | 0 | 0 |  |  | 0
1 | 9 | 4 | 0 | 0 | 11.7 | 3.6 | 0 | 11.7 | 0 | 0 |  | 0 | 0 |  | 0 | 0 |  |  | 0
1 | 9 | 5 | 0 | 0 | 13.9 | 3.6 | 0 | 13.9 | 0 | 0 |  | 0 | 0 |  | 0 | 0 |  |  | 0
1 | 9 | 6 | 0 | 0 | 12.2 | 3.6 | 0 | 12.2 | 0 | 0 |  | 0 | 0 |  | 0 | 0 |  |  | 0
1 | 9 | 7 | 0 | 0 | 11.7 | 3.1 | 0 | 11.7 | 0 | 0 |  | 0 | 0 |  | 0 | 0 |  |  | 0
1 | 9 | 8 | 227 | 49 | 13.9 | 3.6 | 175.922 | 16.328 | 1506.322 | 1419.708 |  | 437.0235 | 0.10907 | 0.066423 | 368.0359 | 0.09185 | 0.055937 |  | 817.1441
1 | 9 | 9 | 424 | 110 | 16.1 | 4.1 | 421.498 | 24.171 | 3600.535 | 3458.031 |  | 3800.6353 | 0.31148 | 0.21142 | 3164.3938 | 0.25934 | 0.17603 |  | 2542.0272
1 | 9 | 10 | 617 | 121 | 17.8 | 3.6 | 663.208 | 32.121 | 5545.641 | 5337.837 |  | 7767.3956 | 0.33177 | 0.26096 | 6616.5153 | 0.28262 | 0.2223 |  | 4425.4832
1 | 9 | 11 | 415 | 228 | 20 | 3.1 | 647.768 | 35.212 | 5368.353 | 5167.035 |  | 6293.1336 | 0.34056 | 0.20668 | 5471.7527 | 0.29611 | 0.1797 |  | 4402.2263
1 | 9 | 12 | 186 | 306 | 21.1 | 2.6 | 528.274 | 34.286 | 4394.725 | 4227.117 |  | 3064.3029 | 0.34267 | 0.12254 | 2665.6761 | 0.29809 | 0.10659 |  | 3440.3562
1 | 9 | 13 | 189 | 304 | 21.7 | 0 | 525.244 | 43.138 | 4229.105 | 4066.909 |  | 3131.6615 | 0.34267 | 0.12477 | 2725.454 | 0.29822 | 0.10859 |  | 3457.9589
1 | 9 | 14 | 368 | 193 | 22.2 | 2.1 | 535.081 | 36.099 | 4415.355 | 4247.065 |  | 5697.1002 | 0.34147 | 0.21245 | 4956.88 | 0.2971 | 0.18484 |  | 3890.8222
1 | 9 | 15 | 245 | 165 | 22.2 | 2.1 | 368.001 | 31.874 | 3072.449 | 2945.448 |  | 3213.7821 | 0.33436 | 0.17586 | 2743.8413 | 0.28546 | 0.15015 |  | 2585.3672
1 | 9 | 16 | 431 | 119 | 21.7 | 1.5 | 360.335 | 31.611 | 2946.704 | 2823.254 |  | 4174.5021 | 0.31804 | 0.21548 | 3522.7046 | 0.26838 | 0.18183 |  | 2760.496
1 | 9 | 17 | 102 | 3 | 19.4 | 2.1 | 38.224 | 19.811 | 296.482 | 235.343 |  | 414.597 | 0.20737 | 0.19223 | 358.2927 | 0.17921 | 0.16612 |  | 294.311
1 | 9 | 18 | 0 | 0 | 19.4 | 1.5 | 0 | 19.4 | 0 | 0 |  | 0 | 0 |  | 0 | 0 |  |  | 0
1 | 9 | 19 | 0 | 0 | 17.8 | 0 | 0 | 17.8 | 0 | 0 |  | 0 | 0 |  | 0 | 0 |  |  | 0
1 | 9 | 20 | 0 | 0 | 16.7 | 0 | 0 | 16.7 | 0 | 0 |  | 0 | 0 |  | 0 | 0 |  |  | 0
1 | 9 | 21 | 0 | 0 | 15.6 | 1.5 | 0 | 15.6 | 0 | 0 |  | 0 | 0 |  | 0 | 0 |  |  | 0
1 | 9 | 22 | 0 | 0 | 16.1 | 0 | 0 | 16.1 | 0 | 0 |  | 0 | 0 |  | 0 | 0 |  |  | 0
1 | 9 | 23 | 0 | 0 | 15.6 | 2.6 | 0 | 15.6 | 0 | 0 |  | 0 | 0 |  | 0 | 0 |  |  | 0
1 | 10 | 0 | 0 | 0 | 16.1 | 0 | 0 | 16.1 | 0 | 0 |  | 0 | 0 |  | 0 | 0 |  |  | 0
1 | 10 | 1 | 0 | 0 | 15.6 | 2.6 | 0 | 15.6 | 0 | 0 |  | 0 | 0 |  | 0 | 0 |  |  | 0
1 | 10 | 2 | 0 | 0 | 15 | 2.1 | 0 | 15 | 0 | 0 |  | 0 | 0 |  | 0 | 0 |  |  | 0
1 | 10 | 3 | 0 | 0 | 14.4 | 1.5 | 0 | 14.4 | 0 | 0 |  | 0 | 0 |  | 0 | 0 |  |  | 0
1 | 10 | 4 | 0 | 0 | 13.9 | 4.1 | 0 | 13.9 | 0 | 0 |  | 0 | 0 |  | 0 | 0 |  |  | 0
1 | 10 | 5 | 0 | 0 | 13.3 | 0 | 0 | 13.3 | 0 | 0 |  | 0 | 0 |  | 0 | 0 |  |  | 0
1 | 10 | 6 | 0 | 0 | 13.9 | 4.1 | 0 | 13.9 | 0 | 0 |  | 0 | 0 |  | 0 | 0 |  |  | 0
1 | 10 | 7 | 0 | 0 | 13.3 | 2.1 | 0 | 13.3 | 0 | 0 |  | 0 | 0 |  | 0 | 0 |  |  | 0
1 | 10 | 8 | 0 | 19 | 14.4 | 2.1 | 16.854 | 12.883 | 151.093 | 92.68 |  | 0 | 0.1067 | 0 | 0 | 0.089757 | 0 |  | 108.6381
1 | 10 | 9 | 11 | 121 | 16.1 | 2.1 | 124.51 | 17.626 | 1097.492 | 1020.044 |  | 98.4113 | 0.31133 | 0.014757 | 81.8988 | 0.25909 | 0.012281 |  | 825.1497
1 | 10 | 10 | 41 | 187 | 17.2 | 2.1 | 229.992 | 21.942 | 1998.007 | 1899.614 |  | 515.8867 | 0.33174 | 0.045362 | 439.4343 | 0.28258 | 0.03864 |  | 1478.2579
1 | 10 | 11 | 670 | 181 | 18.9 | 2.6 | 841.274 | 38.488 | 6888.11 | 6627.716 |  | 10162.8058 | 0.34057 | 0.25831 | 8836.4885 | 0.29612 | 0.2246 |  | 5861.0215
1 | 10 | 12 | 920 | 82 | 20 | 2.1 | 973.754 | 45.705 | 7763.794 | 7465.787 |  | 15168.2302 | 0.34267 | 0.31229 | 13195.7268 | 0.29811 | 0.27168 |  | 7462.8766
1 | 10 | 13 | 927 | 73 | 22.2 | 2.1 | 944.906 | 47.466 | 7481.353 | 7195.762 |  | 15378.8499 | 0.34267 | 0.31571 | 13385.4081 | 0.29825 | 0.27479 |  | 7499.3712
1 | 10 | 14 | 524 | 216 | 22.2 | 0 | 702.771 | 51.484 | 5473.59 | 5268.435 |  | 8128.0022 | 0.34154 | 0.23132 | 7072.0538 | 0.29717 | 0.20127 |  | 5154.5096
1 | 10 | 15 | 0 | 58 | 23.3 | 0 | 51.675 | 29.981 | 436.657 | 372.822 |  | 0 | 0.33453 | 0 | 0 | 0.28566 | 0 |  | 384.6683
1 | 10 | 16 | 0 | 31 | 19.4 | 12.9 | 27.549 | 19.04 | 241.863 | 181.757 |  | 0 | 0.31838 | 0 | 0 | 0.26875 | 0 |  | 200.9294
1 | 10 | 17 | 0 | 1 | 17.2 | 7.7 | 0.883 | 16.238 | 7.826 | 0 |  | 0 | 0.21264 | 0 | 0 | 0.18375 | 0 |  | 5.9217
1 | 10 | 18 | 0 | 0 | 17.2 | 4.6 | 0 | 17.2 | 0 | 0 |  | 0 | 0 |  | 0 | 0 |  |  | 0
1 | 10 | 19 | 0 | 0 | 16.1 | 1.5 | 0 | 16.1 | 0 | 0 |  | 0 | 0 |  | 0 | 0 |  |  | 0
1 | 10 | 20 | 0 | 0 | 17.2 | 2.6 | 0 | 17.2 | 0 | 0 |  | 0 | 0 |  | 0 | 0 |  |  | 0
1 | 10 | 21 | 0 | 0 | 13.9 | 2.1 | 0 | 13.9 | 0 | 0 |  | 0 | 0 |  | 0 | 0 |  |  | 0
1 | 10 | 22 | 0 | 0 | 16.1 | 3.1 | 0 | 16.1 | 0 | 0 |  | 0 | 0 |  | 0 | 0 |  |  | 0
1 | 10 | 23 | 0 | 0 | 15.6 | 1.5 | 0 | 15.6 | 0 | 0 |  | 0 | 0 |  | 0 | 0 |  |  | 0
1 | 11 | 0 | 0 | 0 | 12.8 | 3.1 | 0 | 12.8 | 0 | 0 |  | 0 | 0 |  | 0 | 0 |  |  | 0
1 | 11 | 1 | 0 | 0 | 13.9 | 3.6 | 0 | 13.9 | 0 | 0 |  | 0 | 0 |  | 0 | 0 |  |  | 0
1 | 11 | 2 | 0 | 0 | 11.1 | 0 | 0 | 11.1 | 0 | 0 |  | 0 | 0 |  | 0 | 0 |  |  | 0
1 | 11 | 3 | 0 | 0 | 12.8 | 0 | 0 | 12.8 | 0 | 0 |  | 0 | 0 |  | 0 | 0 |  |  | 0
1 | 11 | 4 | 0 | 0 | 12.2 | 2.1 | 0 | 12.2 | 0 | 0 |  | 0 | 0 |  | 0 | 0 |  |  | 0
1 | 11 | 5 | 0 | 0 | 13.3 | 1.5 | 0 | 13.3 | 0 | 0 |  | 0 | 0 |  | 0 | 0 |  |  | 0
1 | 11 | 6 | 0 | 0 | 11.7 | 0 | 0 | 11.7 | 0 | 0 |  | 0 | 0 |  | 0 | 0 |  |  | 0
1 | 11 | 7 | 0 | 0 | 13.9 | 5.2 | 0 | 13.9 | 0 | 0 |  | 0 | 0 |  | 0 | 0 |  |  | 0
1 | 11 | 8 | 604 | 24 | 16.7 | 7.7 | 309.838 | 20.4 | 2568.522 | 2455.428 |  | 1106.2092 | 0.10449 | 0.093378 | 929.5392 | 0.087804 | 0.078465 |  | 1551.5947
1 | 11 | 9 | 793 | 48 | 17.2 | 6.7 | 581.632 | 26.068 | 4918.161 | 4732.832 |  | 7081.7781 | 0.31118 | 0.28016 | 5890.9383 | 0.25885 | 0.23305 |  | 3729.4408
1 | 11 | 10 | 896 | 49 | 19.4 | 8.8 | 786.369 | 29.962 | 6622.203 | 6372.714 |  | 11269.2792 | 0.33172 | 0.30837 | 9598.9513 | 0.28255 | 0.26266 |  | 5583.8064
1 | 11 | 11 | 914 | 71 | 21.1 | 5.2 | 920.11 | 38.585 | 7529.55 | 7241.86 |  | 13868.6283 | 0.34059 | 0.31202 | 12058.8987 | 0.29614 | 0.27131 |  | 6824.6059
1 | 11 | 12 | 944 | 66 | 21.7 | 5.7 | 976.683 | 39.462 | 7970.595 | 7663.323 |  | 15576.3964 | 0.34267 | 0.3184 | 13551.5898 | 0.29812 | 0.27701 |  | 7542.1818
1 | 11 | 13 | 915 | 71 | 22.8 | 5.2 | 932.589 | 40.814 | 7570.557 | 7281.074 |  | 15198.8518 | 0.34267 | 0.3161 | 13230.1317 | 0.29828 | 0.27516 |  | 7404.085
1 | 11 | 14 | 861 | 81 | 23.9 | 2.6 | 828.105 | 44.8 | 6611.567 | 6362.509 |  | 13381.6507 | 0.34162 | 0.30816 | 11643.2731 | 0.29724 | 0.26813 |  | 6653.3773
1 | 11 | 15 | 865 | 64 | 23.3 | 1.5 | 683.887 | 43.585 | 5445.298 | 5241.178 |  | 11411.9265 | 0.33471 | 0.30468 | 9746.4813 | 0.28586 | 0.26022 |  | 5715.4654
1 | 11 | 16 | 761 | 57 | 23.9 | 0 | 453.795 | 43.92 | 3510.721 | 3370.92 |  | 7434.0118 | 0.3187 | 0.28246 | 6277.001 | 0.2691 | 0.2385 |  | 3908.2017
1 | 11 | 17 | 199 | 2 | 21.1 | 2.1 | 67.02 | 22.626 | 507.374 | 442.154 |  | 858.0094 | 0.21777 | 0.21212 | 741.199 | 0.18812 | 0.18324 |  | 558.4826
1 | 11 | 18 | 0 | 0 | 19.4 | 0 | 0 | 19.4 | 0 | 0 |  | 0 | 0 |  | 0 | 0 |  |  | 0
1 | 11 | 19 | 0 | 0 | 18.3 | 1.5 | 0 | 18.3 | 0 | 0 |  | 0 | 0 |  | 0 | 0 |  |  | 0
1 | 11 | 20 | 0 | 0 | 16.1 | 0 | 0 | 16.1 | 0 | 0 |  | 0 | 0 |  | 0 | 0 |  |  | 0
1 | 11 | 21 | 0 | 0 | 14.4 | 0 | 0 | 14.4 | 0 | 0 |  | 0 | 0 |  | 0 | 0 |  |  | 0
1 | 11 | 22 | 0 | 0 | 13.9 | 3.1 | 0 | 13.9 | 0 | 0 |  | 0 | 0 |  | 0 | 0 |  |  | 0
1 | 11 | 23 | 0 | 0 | 12.2 | 2.6 | 0 | 12.2 | 0 | 0 |  | 0 | 0 |  | 0 | 0 |  |  | 0
1 | 12 | 0 | 0 | 0 | 12.2 | 2.6 | 0 | 12.2 | 0 | 0 |  | 0 | 0 |  | 0 | 0 |  |  | 0
1 | 12 | 1 | 0 | 0 | 12.2 | 0 | 0 | 12.2 | 0 | 0 |  | 0 | 0 |  | 0 | 0 |  |  | 0
1 | 12 | 2 | 0 | 0 | 12.2 | 4.6 | 0 | 12.2 | 0 | 0 |  | 0 | 0 |  | 0 | 0 |  |  | 0
1 | 12 | 3 | 0 | 0 | 11.7 | 1.5 | 0 | 11.7 | 0 | 0 |  | 0 | 0 |  | 0 | 0 |  |  | 0
1 | 12 | 4 | 0 | 0 | 10.6 | 0 | 0 | 10.6 | 0 | 0 |  | 0 | 0 |  | 0 | 0 |  |  | 0
1 | 12 | 5 | 0 | 0 | 9.4 | 2.6 | 0 | 9.4 | 0 | 0 |  | 0 | 0 |  | 0 | 0 |  |  | 0
1 | 12 | 6 | 0 | 0 | 10 | 1.5 | 0 | 10 | 0 | 0 |  | 0 | 0 |  | 0 | 0 |  |  | 0
1 | 12 | 7 | 0 | 0 | 9.4 | 0 | 0 | 9.4 | 0 | 0 |  | 0 | 0 |  | 0 | 0 |  |  | 0
1 | 12 | 8 | 551 | 26 | 11.1 | 3.1 | 288.535 | 16.336 | 2427.592 | 2318.233 |  | 985.8947 | 0.10243 | 0.089705 | 827.6174 | 0.085983 | 0.075304 |  | 1432.9945
1 | 12 | 9 | 709 | 61 | 15 | 3.1 | 548.631 | 27.108 | 4625.204 | 4449.908 |  | 6321.0188 | 0.31104 | 0.2687 | 5255.9476 | 0.25863 | 0.22342 |  | 3446.1542
1 | 12 | 10 | 850 | 64 | 16.7 | 4.6 | 769.282 | 32.002 | 6431.926 | 6190.092 |  | 10687.1573 | 0.3317 | 0.30037 | 9102.9113 | 0.28253 | 0.25585 |  | 5411.5923
1 | 12 | 11 | 866 | 84 | 18.9 | 0 | 902.473 | 53.405 | 6983.299 | 6718.943 |  | 13145.6444 | 0.3406 | 0.30568 | 11430.5057 | 0.29617 | 0.26579 |  | 6579.9134
1 | 12 | 12 | 908 | 85 | 20 | 0 | 967.892 | 56.972 | 7389.137 | 7107.542 |  | 14995.045 | 0.34267 | 0.31096 | 13046.6215 | 0.29814 | 0.27055 |  | 7404.0807
1 | 12 | 13 | 890 | 82 | 21.7 | 1.5 | 924.856 | 48.776 | 7286.542 | 7009.358 |  | 14802.6338 | 0.34267 | 0.31161 | 12886.6376 | 0.29831 | 0.27128 |  | 7297.0372
1 | 12 | 14 | 792 | 97 | 23.3 | 0 | 791.369 | 54.995 | 6076.859 | 5848.979 |  | 12333.6589 | 0.34169 | 0.29945 | 10731.425 | 0.2973 | 0.26055 |  | 6280.4218
1 | 12 | 15 | 705 | 93 | 22.2 | 1.5 | 614.147 | 40.555 | 4950.517 | 4764.062 |  | 9327.7766 | 0.33488 | 0.28494 | 7967.9188 | 0.28606 | 0.2434 |  | 4939.941
1 | 12 | 16 | 528 | 98 | 23.3 | 0 | 390.137 | 40.835 | 3076.353 | 2949.24 |  | 5179.5869 | 0.31901 | 0.24225 | 4374.4129 | 0.26942 | 0.20459 |  | 3099.7884
1 | 12 | 17 | 145 | 3 | 21.1 | 1.5 | 51.893 | 22.257 | 396.739 | 333.679 |  | 642.5834 | 0.22273 | 0.2112 | 554.8487 | 0.19232 | 0.18237 |  | 418.6339
1 | 12 | 18 | 0 | 0 | 18.9 | 0 | 0 | 18.9 | 0 | 0 |  | 0 | 0 |  | 0 | 0 |  |  | 0
1 | 12 | 19 | 0 | 0 | 18.3 | 0 | 0 | 18.3 | 0 | 0 |  | 0 | 0 |  | 0 | 0 |  |  | 0
1 | 12 | 20 | 0 | 0 | 15.6 | 1.5 | 0 | 15.6 | 0 | 0 |  | 0 | 0 |  | 0 | 0 |  |  | 0
1 | 12 | 21 | 0 | 0 | 15 | 0 | 0 | 15 | 0 | 0 |  | 0 | 0 |  | 0 | 0 |  |  | 0
1 | 12 | 22 | 0 | 0 | 13.9 | 2.1 | 0 | 13.9 | 0 | 0 |  | 0 | 0 |  | 0 | 0 |  |  | 0
1 | 12 | 23 | 0 | 0 | 12.2 | 2.6 | 0 | 12.2 | 0 | 0 |  | 0 | 0 |  | 0 | 0 |  |  | 0
1 | 13 | 0 | 0 | 0 | 11.7 | 2.1 | 0 | 11.7 | 0 | 0 |  | 0 | 0 |  | 0 | 0 |  |  | 0
1 | 13 | 1 | 0 | 0 | 10 | 3.1 | 0 | 10 | 0 | 0 |  | 0 | 0 |  | 0 | 0 |  |  | 0
1 | 13 | 2 | 0 | 0 | 10 | 4.1 | 0 | 10 | 0 | 0 |  | 0 | 0 |  | 0 | 0 |  |  | 0
1 | 13 | 3 | 0 | 0 | 9.4 | 3.1 | 0 | 9.4 | 0 | 0 |  | 0 | 0 |  | 0 | 0 |  |  | 0
1 | 13 | 4 | 0 | 0 | 8.3 | 3.1 | 0 | 8.3 | 0 | 0 |  | 0 | 0 |  | 0 | 0 |  |  | 0
1 | 13 | 5 | 0 | 0 | 8.3 | 3.1 | 0 | 8.3 | 0 | 0 |  | 0 | 0 |  | 0 | 0 |  |  | 0
1 | 13 | 6 | 0 | 0 | 7.8 | 2.6 | 0 | 7.8 | 0 | 0 |  | 0 | 0 |  | 0 | 0 |  |  | 0
1 | 13 | 7 | 0 | 0 | 7.8 | 2.1 | 0 | 7.8 | 0 | 0 |  | 0 | 0 |  | 0 | 0 |  |  | 0
1 | 13 | 8 | 571 | 26 | 10 | 2.1 | 296.885 | 16.089 | 2498.506 | 2387.276 |  | 999.2509 | 0.1005 | 0.088369 | 838.0554 | 0.084288 | 0.074113 |  | 1473.7769
1 | 13 | 9 | 793 | 46 | 13.9 | 2.6 | 578.152 | 27.459 | 4864.126 | 4680.669 |  | 7058.9669 | 0.31092 | 0.28103 | 5867.3144 | 0.25843 | 0.23359 |  | 3707.0854
1 | 13 | 10 | 844 | 60 | 16.7 | 2.6 | 759.316 | 35.316 | 6273.003 | 6037.468 |  | 10609.094 | 0.33168 | 0.30195 | 9036.272 | 0.28251 | 0.25718 |  | 5348.8416
1 | 13 | 11 | 854 | 88 | 17.8 | 2.1 | 897.088 | 41.518 | 7262.436 | 6986.283 |  | 12969.593 | 0.34063 | 0.30377 | 11277.7024 | 0.29619 | 0.26414 |  | 6525.6576
1 | 13 | 12 | 829 | 103 | 19.4 | 2.1 | 926.068 | 44.137 | 7427.661 | 7144.4 |  | 13702.5637 | 0.34267 | 0.30185 | 11922.8846 | 0.29816 | 0.26265 |  | 6935.0893
1 | 13 | 13 | 859 | 90 | 20 | 2.1 | 916.633 | 44.56 | 7338.236 | 7058.834 |  | 14305.8771 | 0.34266 | 0.30783 | 12455.5685 | 0.29834 | 0.26801 |  | 7124.1161
1 | 13 | 14 | 866 | 79 | 21.1 | 2.1 | 832.548 | 43.541 | 6679.094 | 6427.292 |  | 13512.9429 | 0.34176 | 0.30932 | 11757.4186 | 0.29736 | 0.26913 |  | 6697.9868
1 | 13 | 15 | 803 | 70 | 21.1 | 2.6 | 651.709 | 37.707 | 5305.852 | 5106.795 |  | 10654.8734 | 0.33506 | 0.30035 | 9103.2537 | 0.28626 | 0.25661 |  | 5400.5769
1 | 13 | 16 | 707 | 70 | 21.7 | 2.1 | 448.418 | 33.789 | 3611.264 | 3468.435 |  | 6964.3309 | 0.31932 | 0.27327 | 5882.7354 | 0.26973 | 0.23083 |  | 3765.563
1 | 13 | 17 | 203 | 3 | 19.4 | 0 | 70.27 | 24.49 | 530.626 | 464.947 |  | 923.3899 | 0.22751 | 0.21901 | 796.8164 | 0.19633 | 0.18899 |  | 582.4826
1 | 13 | 18 | 0 | 0 | 17.2 | 0 | 0 | 17.2 | 0 | 0 |  | 0 | 0 |  | 0 | 0 |  |  | 0
1 | 13 | 19 | 0 | 0 | 15 | 0 | 0 | 15 | 0 | 0 |  | 0 | 0 |  | 0 | 0 |  |  | 0
1 | 13 | 20 | 0 | 0 | 13.3 | 0 | 0 | 13.3 | 0 | 0 |  | 0 | 0 |  | 0 | 0 |  |  | 0
1 | 13 | 21 | 0 | 0 | 12.8 | 3.1 | 0 | 12.8 | 0 | 0 |  | 0 | 0 |  | 0 | 0 |  |  | 0
1 | 13 | 22 | 0 | 0 | 11.7 | 3.1 | 0 | 11.7 | 0 | 0 |  | 0 | 0 |  | 0 | 0 |  |  | 0
1 | 13 | 23 | 0 | 0 | 11.1 | 0 | 0 | 11.1 | 0 | 0 |  | 0 | 0 |  | 0 | 0 |  |  | 0
1 | 14 | 0 | 0 | 0 | 10 | 2.6 | 0 | 10 | 0 | 0 |  | 0 | 0 |  | 0 | 0 |  |  | 0
1 | 14 | 1 | 0 | 0 | 9.4 | 0 | 0 | 9.4 | 0 | 0 |  | 0 | 0 |  | 0 | 0 |  |  | 0
1 | 14 | 2 | 0 | 0 | 8.9 | 2.6 | 0 | 8.9 | 0 | 0 |  | 0 | 0 |  | 0 | 0 |  |  | 0
1 | 14 | 3 | 0 | 0 | 8.9 | 3.6 | 0 | 8.9 | 0 | 0 |  | 0 | 0 |  | 0 | 0 |  |  | 0
1 | 14 | 4 | 0 | 0 | 7.8 | 4.6 | 0 | 7.8 | 0 | 0 |  | 0 | 0 |  | 0 | 0 |  |  | 0
1 | 14 | 5 | 0 | 0 | 7.2 | 4.6 | 0 | 7.2 | 0 | 0 |  | 0 | 0 |  | 0 | 0 |  |  | 0
1 | 14 | 6 | 0 | 0 | 7.8 | 2.6 | 0 | 7.8 | 0 | 0 |  | 0 | 0 |  | 0 | 0 |  |  | 0
1 | 14 | 7 | 0 | 0 | 8.3 | 1.5 | 0 | 8.3 | 0 | 0 |  | 0 | 0 |  | 0 | 0 |  |  | 0
1 | 14 | 8 | 596 | 24 | 11.1 | 3.1 | 304.467 | 16.719 | 2553.917 | 2441.213 |  | 1021.2358 | 0.098706 | 0.08799 | 855.7626 | 0.082712 | 0.073733 |  | 1514.6096
1 | 14 | 9 | 816 | 42 | 13.9 | 3.1 | 587.229 | 26.96 | 4948.199 | 4761.824 |  | 7253.3878 | 0.31081 | 0.28398 | 6026.7923 | 0.25825 | 0.23595 |  | 3776.0321
1 | 14 | 10 | 856 | 58 | 16.1 | 4.6 | 766.371 | 31.41 | 6421.013 | 6179.614 |  | 10758.1978 | 0.33167 | 0.30321 | 9163.1727 | 0.2825 | 0.25825 |  | 5405.3032
1 | 14 | 11 | 890 | 78 | 18.9 | 2.1 | 908.751 | 42.871 | 7319.742 | 7041.135 |  | 13523.5393 | 0.34065 | 0.3088 | 11759.7083 | 0.29622 | 0.26852 |  | 6712.2871
1 | 14 | 12 | 932 | 84 | 20 | 1.5 | 990.985 | 48.679 | 7812.847 | 7512.655 |  | 15419.3631 | 0.34267 | 0.31208 | 13417.6774 | 0.29819 | 0.27157 |  | 7591.0197
1 | 14 | 13 | 890 | 83 | 20.6 | 0 | 928.461 | 56.818 | 7090.623 | 6821.763 |  | 14842.1217 | 0.34266 | 0.31134 | 12923.9196 | 0.29838 | 0.2711 |  | 7322.0459
1 | 14 | 14 | 847 | 85 | 21.7 | 2.1 | 825.524 | 43.978 | 6612.397 | 6363.305 |  | 13242.9507 | 0.34183 | 0.30652 | 11522.3228 | 0.29742 | 0.2667 |  | 6613.7879
1 | 14 | 15 | 552 | 142 | 22.8 | 2.1 | 562.638 | 38.266 | 4580.435 | 4406.646 |  | 7345.3308 | 0.33522 | 0.25012 | 6276.9035 | 0.28646 | 0.21374 |  | 4343.8983
1 | 14 | 16 | 536 | 100 | 22.2 | 0 | 398.026 | 39.695 | 3153.911 | 3024.581 |  | 5301.4962 | 0.31961 | 0.24277 | 4478.7255 | 0.27001 | 0.2051 |  | 3168.5612
1 | 14 | 17 | 161 | 4 | 20.6 | 0 | 58.9 | 24.808 | 447.629 | 383.581 |  | 750.6653 | 0.2321 | 0.21795 | 647.2534 | 0.20012 | 0.18792 |  | 474.3776
1 | 14 | 18 | 0 | 0 | 17.8 | 2.1 | 0 | 17.8 | 0 | 0 |  | 0 | 0 |  | 0 | 0 |  |  | 0
1 | 14 | 19 | 0 | 0 | 15.6 | 2.1 | 0 | 15.6 | 0 | 0 |  | 0 | 0 |  | 0 | 0 |  |  | 0
1 | 14 | 20 | 0 | 0 | 15.6 | 1.5 | 0 | 15.6 | 0 | 0 |  | 0 | 0 |  | 0 | 0 |  |  | 0
1 | 14 | 21 | 0 | 0 | 13.9 | 3.1 | 0 | 13.9 | 0 | 0 |  | 0 | 0 |  | 0 | 0 |  |  | 0
1 | 14 | 22 | 0 | 0 | 13.3 | 2.6 | 0 | 13.3 | 0 | 0 |  | 0 | 0 |  | 0 | 0 |  |  | 0
1 | 14 | 23 | 0 | 0 | 12.2 | 2.6 | 0 | 12.2 | 0 | 0 |  | 0 | 0 |  | 0 | 0 |  |  | 0
1 | 15 | 0 | 0 | 0 | 11.7 | 4.1 | 0 | 11.7 | 0 | 0 |  | 0 | 0 |  | 0 | 0 |  |  | 0
1 | 15 | 1 | 0 | 0 | 11.1 | 4.6 | 0 | 11.1 | 0 | 0 |  | 0 | 0 |  | 0 | 0 |  |  | 0
1 | 15 | 2 | 0 | 0 | 10.6 | 4.1 | 0 | 10.6 | 0 | 0 |  | 0 | 0 |  | 0 | 0 |  |  | 0
1 | 15 | 3 | 0 | 0 | 10 | 3.6 | 0 | 10 | 0 | 0 |  | 0 | 0 |  | 0 | 0 |  |  | 0
1 | 15 | 4 | 0 | 0 | 10 | 4.1 | 0 | 10 | 0 | 0 |  | 0 | 0 |  | 0 | 0 |  |  | 0
1 | 15 | 5 | 0 | 0 | 9.4 | 4.1 | 0 | 9.4 | 0 | 0 |  | 0 | 0 |  | 0 | 0 |  |  | 0
1 | 15 | 6 | 0 | 0 | 10 | 3.6 | 0 | 10 | 0 | 0 |  | 0 | 0 |  | 0 | 0 |  |  | 0
1 | 15 | 7 | 0 | 0 | 10 | 1.5 | 0 | 10 | 0 | 0 |  | 0 | 0 |  | 0 | 0 |  |  | 0
1 | 15 | 8 | 0 | 19 | 11.1 | 3.6 | 16.854 | 9.798 | 152.655 | 94.213 |  | 0 | 0.097038 | 0 | 0 | 0.081251 | 0 |  | 108.0583
1 | 15 | 9 | 0 | 79 | 13.3 | 2.1 | 71.771 | 13.331 | 642.442 | 574.527 |  | 0 | 0.3107 | 0 | 0 | 0.25808 | 0 |  | 507.2663
1 | 15 | 10 | 0 | 74 | 14.4 | 2.6 | 66.03 | 14.478 | 588.773 | 521.937 |  | 0 | 0.33167 | 0 | 0 | 0.28249 | 0 |  | 489.6729
1 | 15 | 11 | 0 | 159 | 15 | 2.1 | 148.871 | 17.338 | 1314.624 | 1232.378 |  | 0 | 0.34068 | 0 | 0 | 0.29625 | 0 |  | 1060.0924
1 | 15 | 12 | 192 | 275 | 16.7 | 2.6 | 493.575 | 27.746 | 4203.227 | 4041.868 |  | 3179.598 | 0.34267 | 0.13407 | 2767.0477 | 0.29821 | 0.11667 |  | 3286.1272
1 | 15 | 13 | 24 | 237 | 18.9 | 1.5 | 254.38 | 26.305 | 2177.53 | 2074.63 |  | 400.7869 | 0.34266 | 0.029443 | 349.0287 | 0.29841 | 0.025641 |  | 1765.6051
1 | 15 | 14 | 249 | 270 | 19.4 | 0 | 519.619 | 38.972 | 4245.615 | 4082.884 |  | 3900.9729 | 0.3419 | 0.15247 | 3394.0505 | 0.29747 | 0.13266 |  | 3582.2708
1 | 15 | 15 | 0 | 123 | 20 | 0 | 116.902 | 27.479 | 996.631 | 921.357 |  | 0 | 0.33539 | 0 | 0 | 0.28666 | 0 |  | 816.2883
1 | 15 | 16 | 433 | 130 | 20.6 | 0 | 383.353 | 34.443 | 3111.887 | 2983.761 |  | 4300.0045 | 0.3199 | 0.21217 | 3632.9805 | 0.27027 | 0.17926 |  | 2886.7047
1 | 15 | 17 | 136 | 6 | 17.2 | 2.1 | 56.963 | 18.156 | 450.39 | 386.287 |  | 649.0833 | 0.23647 | 0.21213 | 559.1303 | 0.2037 | 0.18273 |  | 418.6535
1 | 15 | 18 | 0 | 0 | 16.7 | 1.5 | 0 | 16.7 | 0 | 0 |  | 0 | 0 |  | 0 | 0 |  |  | 0
1 | 15 | 19 | 0 | 0 | 16.1 | 2.6 | 0 | 16.1 | 0 | 0 |  | 0 | 0 |  | 0 | 0 |  |  | 0
1 | 15 | 20 | 0 | 0 | 16.1 | 1.5 | 0 | 16.1 | 0 | 0 |  | 0 | 0 |  | 0 | 0 |  |  | 0
1 | 15 | 21 | 0 | 0 | 15.6 | 0 | 0 | 15.6 | 0 | 0 |  | 0 | 0 |  | 0 | 0 |  |  | 0
1 | 15 | 22 | 0 | 0 | 13.9 | 2.6 | 0 | 13.9 | 0 | 0 |  | 0 | 0 |  | 0 | 0 |  |  | 0
1 | 15 | 23 | 0 | 0 | 14.4 | 2.6 | 0 | 14.4 | 0 | 0 |  | 0 | 0 |  | 0 | 0 |  |  | 0
1 | 16 | 0 | 0 | 0 | 13.9 | 0 | 0 | 13.9 | 0 | 0 |  | 0 | 0 |  | 0 | 0 |  |  | 0
1 | 16 | 1 | 0 | 0 | 12.8 | 2.1 | 0 | 12.8 | 0 | 0 |  | 0 | 0 |  | 0 | 0 |  |  | 0
1 | 16 | 2 | 0 | 0 | 12.8 | 2.1 | 0 | 12.8 | 0 | 0 |  | 0 | 0 |  | 0 | 0 |  |  | 0
1 | 16 | 3 | 0 | 0 | 12.8 | 1.5 | 0 | 12.8 | 0 | 0 |  | 0 | 0 |  | 0 | 0 |  |  | 0
1 | 16 | 4 | 0 | 0 | 12.2 | 2.6 | 0 | 12.2 | 0 | 0 |  | 0 | 0 |  | 0 | 0 |  |  | 0
1 | 16 | 5 | 0 | 0 | 12.2 | 0 | 0 | 12.2 | 0 | 0 |  | 0 | 0 |  | 0 | 0 |  |  | 0
1 | 16 | 6 | 0 | 0 | 12.2 | 0 | 0 | 12.2 | 0 | 0 |  | 0 | 0 |  | 0 | 0 |  |  | 0
1 | 16 | 7 | 0 | 0 | 12.2 | 0 | 0 | 12.2 | 0 | 0 |  | 0 | 0 |  | 0 | 0 |  |  | 0
1 | 16 | 8 | 0 | 32 | 13.3 | 2.6 | 28.453 | 12.172 | 255.686 | 195.319 |  | 0 | 0.095491 | 0 | 0 | 0.079897 | 0 |  | 181.8216
1 | 16 | 9 | 0 | 79 | 13.3 | 2.1 | 71.732 | 13.37 | 642.005 | 574.1 |  | 0 | 0.31061 | 0 | 0 | 0.25793 | 0 |  | 507.1996
1 | 16 | 10 | 0 | 79 | 15 | 2.1 | 70.517 | 15.22 | 627.205 | 559.598 |  | 0 | 0.33167 | 0 | 0 | 0.28249 | 0 |  | 522.7591
1 | 16 | 11 | 47 | 236 | 16.1 | 1.5 | 291.762 | 22.903 | 2527.206 | 2415.214 |  | 715.0597 | 0.34071 | 0.049353 | 621.8353 | 0.29629 | 0.042919 |  | 1900.8664
1 | 16 | 12 | 312 | 259 | 17.2 | 0 | 604.779 | 39.927 | 4928.271 | 4742.59 |  | 5172.0491 | 0.34267 | 0.18027 | 4501.3485 | 0.29823 | 0.15689 |  | 4087.754
1 | 16 | 13 | 30 | 240 | 17.2 | 4.6 | 263.014 | 22.32 | 2282.954 | 2177.357 |  | 501.6845 | 0.34265 | 0.035671 | 436.9455 | 0.29844 | 0.031068 |  | 1831.6815
1 | 16 | 14 | 0 | 119 | 17.2 | 4.1 | 109.187 | 18.659 | 959.852 | 885.362 |  | 0 | 0.34196 | 0 | 0 | 0.29751 | 0 |  | 793.9645
1 | 16 | 15 | 13 | 158 | 17.2 | 5.7 | 165.03 | 19.144 | 1447.526 | 1362.265 |  | 173.9703 | 0.33555 | 0.019739 | 148.7287 | 0.28686 | 0.016875 |  | 1129.2041
1 | 16 | 16 | 300 | 126 | 16.7 | 4.6 | 311.53 | 22.009 | 2652.652 | 2537.297 |  | 2991.0393 | 0.32017 | 0.18744 | 2527.1898 | 0.27052 | 0.15838 |  | 2238.6327
1 | 16 | 17 | 98 | 7 | 16.1 | 4.1 | 46.997 | 16.279 | 379.34 | 316.616 |  | 478.1517 | 0.24064 | 0.20308 | 411.436 | 0.20706 | 0.17474 |  | 319.3089
1 | 16 | 18 | 0 | 0 | 15.6 | 3.6 | 0 | 15.6 | 0 | 0 |  | 0 | 0 |  | 0 | 0 |  |  | 0
1 | 16 | 19 | 0 | 0 | 14.4 | 1.5 | 0 | 14.4 | 0 | 0 |  | 0 | 0 |  | 0 | 0 |  |  | 0
1 | 16 | 20 | 0 | 0 | 14.4 | 0 | 0 | 14.4 | 0 | 0 |  | 0 | 0 |  | 0 | 0 |  |  | 0
1 | 16 | 21 | 0 | 0 | 13.9 | 0 | 0 | 13.9 | 0 | 0 |  | 0 | 0 |  | 0 | 0 |  |  | 0
1 | 16 | 22 | 0 | 0 | 13.9 | 2.1 | 0 | 13.9 | 0 | 0 |  | 0 | 0 |  | 0 | 0 |  |  | 0
1 | 16 | 23 | 0 | 0 | 12.2 | 2.6 | 0 | 12.2 | 0 | 0 |  | 0 | 0 |  | 0 | 0 |  |  | 0
1 | 17 | 0 | 0 | 0 | 11.7 | 3.1 | 0 | 11.7 | 0 | 0 |  | 0 | 0 |  | 0 | 0 |  |  | 0
1 | 17 | 1 | 0 | 0 | 11.1 | 3.1 | 0 | 11.1 | 0 | 0 |  | 0 | 0 |  | 0 | 0 |  |  | 0
1 | 17 | 2 | 0 | 0 | 10 | 2.1 | 0 | 10 | 0 | 0 |  | 0 | 0 |  | 0 | 0 |  |  | 0
1 | 17 | 3 | 0 | 0 | 10 | 2.6 | 0 | 10 | 0 | 0 |  | 0 | 0 |  | 0 | 0 |  |  | 0
1 | 17 | 4 | 0 | 0 | 8.9 | 2.6 | 0 | 8.9 | 0 | 0 |  | 0 | 0 |  | 0 | 0 |  |  | 0
1 | 17 | 5 | 0 | 0 | 7.8 | 0 | 0 | 7.8 | 0 | 0 |  | 0 | 0 |  | 0 | 0 |  |  | 0
1 | 17 | 6 | 0 | 0 | 8.9 | 2.6 | 0 | 8.9 | 0 | 0 |  | 0 | 0 |  | 0 | 0 |  |  | 0
1 | 17 | 7 | 0 | 0 | 8.3 | 0 | 0 | 8.3 | 0 | 0 |  | 0 | 0 |  | 0 | 0 |  |  | 0
1 | 17 | 8 | 593 | 30 | 8.9 | 1.5 | 313.505 | 16.048 | 2639.373 | 2524.376 |  | 960.1796 | 0.094058 | 0.081486 | 802.8589 | 0.078647 | 0.068135 |  | 1526.0849
1 | 17 | 9 | 805 | 47 | 10 | 0 | 586.07 | 32.618 | 4840.453 | 4657.813 |  | 7130.6728 | 0.31053 | 0.2804 | 5919.6616 | 0.25779 | 0.23278 |  | 3750.3905
1 | 17 | 10 | 856 | 59 | 12.2 | 2.1 | 768.094 | 32.442 | 6411.872 | 6170.837 |  | 10758.4971 | 0.33167 | 0.30276 | 9163.4446 | 0.2825 | 0.25787 |  | 5412.0426
1 | 17 | 11 | 878 | 90 | 13.3 | 2.1 | 923.273 | 37.908 | 7574.951 | 7285.276 |  | 13367.4973 | 0.34074 | 0.30411 | 11625.131 | 0.29633 | 0.26447 |  | 6719.5402
1 | 17 | 12 | 937 | 85 | 14.4 | 2.1 | 999.852 | 41.274 | 8105.765 | 7792.358 |  | 15548.9352 | 0.34267 | 0.31199 | 13533.7498 | 0.29826 | 0.27155 |  | 7657.0883
1 | 17 | 13 | 938 | 78 | 15.6 | 0 | 970.083 | 53.55 | 7504.19 | 7217.605 |  | 15708.314 | 0.34265 | 0.31455 | 13682.7723 | 0.29847 | 0.27399 |  | 7684.2017
1 | 17 | 14 | 915 | 77 | 16.7 | 2.6 | 868.939 | 38.918 | 7092.659 | 6823.713 |  | 14392.7507 | 0.34202 | 0.31204 | 12521.6279 | 0.29755 | 0.27148 |  | 7082.6713
1 | 17 | 15 | 792 | 83 | 16.7 | 0 | 664.456 | 44.845 | 5272.099 | 5074.257 |  | 10628.5367 | 0.33571 | 0.29509 | 9088.5368 | 0.28706 | 0.25233 |  | 5467.8309
1 | 17 | 16 | 724 | 69 | 16.1 | 2.6 | 461.671 | 27.792 | 3803.643 | 3654.923 |  | 7246.54 | 0.32044 | 0.2762 | 6122.8379 | 0.27075 | 0.23337 |  | 3887.1982
1 | 17 | 17 | 245 | 4 | 15 | 2.6 | 85.427 | 16.742 | 663.076 | 594.745 |  | 1220.5386 | 0.2446 | 0.23472 | 1048.9677 | 0.21022 | 0.20173 |  | 721.6973
1 | 17 | 18 | 0 | 0 | 13.3 | 0 | 0 | 13.3 | 0 | 0 |  | 0 | 0 |  | 0 | 0 |  |  | 0
1 | 17 | 19 | 0 | 0 | 11.1 | 1.5 | 0 | 11.1 | 0 | 0 |  | 0 | 0 |  | 0 | 0 |  |  | 0
1 | 17 | 20 | 0 | 0 | 10.6 | 0 | 0 | 10.6 | 0 | 0 |  | 0 | 0 |  | 0 | 0 |  |  | 0
1 | 17 | 21 | 0 | 0 | 10.6 | 0 | 0 | 10.6 | 0 | 0 |  | 0 | 0 |  | 0 | 0 |  |  | 0
1 | 17 | 22 | 0 | 0 | 8.3 | 3.1 | 0 | 8.3 | 0 | 0 |  | 0 | 0 |  | 0 | 0 |  |  | 0
1 | 17 | 23 | 0 | 0 | 8.3 | 1.5 | 0 | 8.3 | 0 | 0 |  | 0 | 0 |  | 0 | 0 |  |  | 0
1 | 18 | 0 | 0 | 0 | 7.2 | 2.6 | 0 | 7.2 | 0 | 0 |  | 0 | 0 |  | 0 | 0 |  |  | 0
1 | 18 | 1 | 0 | 0 | 6.7 | 1.5 | 0 | 6.7 | 0 | 0 |  | 0 | 0 |  | 0 | 0 |  |  | 0
1 | 18 | 2 | 0 | 0 | 6.1 | 2.1 | 0 | 6.1 | 0 | 0 |  | 0 | 0 |  | 0 | 0 |  |  | 0
1 | 18 | 3 | 0 | 0 | 4.4 | 2.6 | 0 | 4.4 | 0 | 0 |  | 0 | 0 |  | 0 | 0 |  |  | 0
1 | 18 | 4 | 0 | 0 | 4.4 | 2.1 | 0 | 4.4 | 0 | 0 |  | 0 | 0 |  | 0 | 0 |  |  | 0
1 | 18 | 5 | 0 | 0 | 5 | 0 | 0 | 5 | 0 | 0 |  | 0 | 0 |  | 0 | 0 |  |  | 0
1 | 18 | 6 | 0 | 0 | 3.9 | 2.6 | 0 | 3.9 | 0 | 0 |  | 0 | 0 |  | 0 | 0 |  |  | 0
1 | 18 | 7 | 0 | 0 | 3.9 | 2.6 | 0 | 3.9 | 0 | 0 |  | 0 | 0 |  | 0 | 0 |  |  | 0
1 | 18 | 8 | 229 | 58 | 6.7 | 2.1 | 184.929 | 9.716 | 1619.605 | 1530.35 |  | 364.6726 | 0.092737 | 0.052265 | 304.7407 | 0.077496 | 0.043676 |  | 850.7946
1 | 18 | 9 | 319 | 137 | 7.2 | 1.5 | 371.323 | 16.84 | 3257.2 | 3124.883 |  | 2823.137 | 0.31046 | 0.17335 | 2343.1455 | 0.25768 | 0.14388 |  | 2244.9296
1 | 18 | 10 | 780 | 114 | 10 | 0 | 785.757 | 39.471 | 6396.068 | 6155.663 |  | 9805.0499 | 0.33168 | 0.27584 | 8351.454 | 0.28251 | 0.23495 |  | 5330.8621
1 | 18 | 11 | 943 | 68 | 11.1 | 0 | 946.304 | 47.725 | 7484.288 | 7198.57 |  | 14368.2457 | 0.34078 | 0.31418 | 12495.8801 | 0.29637 | 0.27323 |  | 7030.4329
1 | 18 | 12 | 895 | 113 | 12.8 | 1.5 | 1004.595 | 42.448 | 8108.992 | 7795.438 |  | 14867.9952 | 0.34267 | 0.30145 | 12942.2308 | 0.29828 | 0.26241 |  | 7533.7281
1 | 18 | 13 | 761 | 137 | 15 | 2.6 | 893.956 | 37.966 | 7335.034 | 7055.77 |  | 12762.5718 | 0.34265 | 0.28719 | 11118.0513 | 0.2985 | 0.25018 |  | 6735.1269
1 | 18 | 14 | 815 | 109 | 16.7 | 4.1 | 837.502 | 35.017 | 6935.624 | 6673.257 |  | 12845.6228 | 0.34208 | 0.29684 | 11175.1735 | 0.29759 | 0.25824 |  | 6589.3548
1 | 18 | 15 | 699 | 98 | 16.1 | 2.1 | 623.07 | 33.302 | 5161.47 | 4967.584 |  | 9406.5619 | 0.33586 | 0.28373 | 8045.5915 | 0.28726 | 0.24268 |  | 5000.7524
1 | 18 | 16 | 551 | 101 | 16.7 | 3.6 | 410.089 | 25.871 | 3418.802 | 3281.74 |  | 5536.118 | 0.32069 | 0.24534 | 4677.5651 | 0.27096 | 0.20729 |  | 3282.6387
1 | 18 | 17 | 194 | 7 | 14.4 | 2.6 | 74.903 | 15.714 | 591.282 | 524.396 |  | 985.6647 | 0.24836 | 0.22731 | 846.0053 | 0.21317 | 0.19511 |  | 597.5307
1 | 18 | 18 | 0 | 0 | 12.8 | 0 | 0 | 12.8 | 0 | 0 |  | 0 | 0 |  | 0 | 0 |  |  | 0
1 | 18 | 19 | 0 | 0 | 12.8 | 2.1 | 0 | 12.8 | 0 | 0 |  | 0 | 0 |  | 0 | 0 |  |  | 0
1 | 18 | 20 | 0 | 0 | 10.6 | 1.5 | 0 | 10.6 | 0 | 0 |  | 0 | 0 |  | 0 | 0 |  |  | 0
1 | 18 | 21 | 0 | 0 | 10 | 1.5 | 0 | 10 | 0 | 0 |  | 0 | 0 |  | 0 | 0 |  |  | 0
1 | 18 | 22 | 0 | 0 | 8.3 | 1.5 | 0 | 8.3 | 0 | 0 |  | 0 | 0 |  | 0 | 0 |  |  | 0
1 | 18 | 23 | 0 | 0 | 7.8 | 3.1 | 0 | 7.8 | 0 | 0 |  | 0 | 0 |  | 0 | 0 |  |  | 0
1 | 19 | 0 | 0 | 0 | 6.1 | 2.1 | 0 | 6.1 | 0 | 0 |  | 0 | 0 |  | 0 | 0 |  |  | 0
1 | 19 | 1 | 0 | 0 | 6.1 | 2.1 | 0 | 6.1 | 0 | 0 |  | 0 | 0 |  | 0 | 0 |  |  | 0
1 | 19 | 2 | 0 | 0 | 6.1 | 3.1 | 0 | 6.1 | 0 | 0 |  | 0 | 0 |  | 0 | 0 |  |  | 0
1 | 19 | 3 | 0 | 0 | 5.6 | 1.5 | 0 | 5.6 | 0 | 0 |  | 0 | 0 |  | 0 | 0 |  |  | 0
1 | 19 | 4 | 0 | 0 | 5 | 1.5 | 0 | 5 | 0 | 0 |  | 0 | 0 |  | 0 | 0 |  |  | 0
1 | 19 | 5 | 0 | 0 | 4.4 | 0 | 0 | 4.4 | 0 | 0 |  | 0 | 0 |  | 0 | 0 |  |  | 0
1 | 19 | 6 | 0 | 0 | 3.9 | 0 | 0 | 3.9 | 0 | 0 |  | 0 | 0 |  | 0 | 0 |  |  | 0
1 | 19 | 7 | 0 | 0 | 5 | 0 | 0 | 5 | 0 | 0 |  | 0 | 0 |  | 0 | 0 |  |  | 0
1 | 19 | 8 | 556 | 30 | 6.7 | 0 | 296.225 | 16.295 | 2492.193 | 2381.13 |  | 871.7524 | 0.091521 | 0.078535 | 728.0917 | 0.076439 | 0.065593 |  | 1432.9948
1 | 19 | 9 | 571 | 107 | 9.4 | 3.1 | 512.92 | 20.763 | 4428.139 | 4259.427 |  | 5049.4021 | 0.3104 | 0.23073 | 4190.0772 | 0.25758 | 0.19146 |  | 3129.4033
1 | 19 | 10 | 134 | 222 | 12.2 | 5.7 | 359.251 | 18.187 | 3159.689 | 3030.192 |  | 1684.8977 | 0.3317 | 0.10068 | 1435.1369 | 0.28253 | 0.085759 |  | 2255.4577
1 | 19 | 11 | 178 | 271 | 12.8 | 3.6 | 468.866 | 22.723 | 4063.032 | 3906.169 |  | 2714.396 | 0.34081 | 0.12231 | 2360.7618 | 0.29641 | 0.10638 |  | 3049.349
1 | 19 | 12 | 721 | 189 | 13.9 | 0 | 932.873 | 48.152 | 7370.366 | 7089.581 |  | 11990.7838 | 0.34267 | 0.26697 | 10438.6681 | 0.29831 | 0.23241 |  | 6729.5221
1 | 19 | 13 | 158 | 288 | 15 | 1.5 | 474.003 | 30.311 | 3999.806 | 3844.95 |  | 2653.6657 | 0.34264 | 0.11606 | 2311.9573 | 0.29852 | 0.10111 |  | 3133.7683
1 | 19 | 14 | 597 | 194 | 15.6 | 1.5 | 747.032 | 36.652 | 6152.205 | 5921.4 |  | 9428.5653 | 0.34213 | 0.24981 | 8202.0952 | 0.29763 | 0.21731 |  | 5596.6988
1 | 19 | 15 | 104 | 178 | 15.6 | 0 | 263.75 | 30.176 | 2221.033 | 2117.025 |  | 1403.3946 | 0.336 | 0.10379 | 1200.6589 | 0.28746 | 0.088795 |  | 1830.6782
1 | 19 | 16 | 349 | 129 | 15.6 | 2.1 | 339.671 | 23.705 | 2872.878 | 2751.488 |  | 3519.7365 | 0.32094 | 0.19841 | 2973.7505 | 0.27116 | 0.16764 |  | 2507.8831
1 | 19 | 17 | 127 | 9 | 15 | 3.1 | 60.192 | 15.645 | 486.214 | 421.41 |  | 657.3489 | 0.25193 | 0.21331 | 563.4313 | 0.21594 | 0.18283 |  | 419.6622
1 | 19 | 18 | 0 | 0 | 14.4 | 0 | 0 | 14.4 | 0 | 0 |  | 0 | 0 |  | 0 | 0 |  |  | 0
1 | 19 | 19 | 0 | 0 | 13.3 | 0 | 0 | 13.3 | 0 | 0 |  | 0 | 0 |  | 0 | 0 |  |  | 0
1 | 19 | 20 | 0 | 0 | 11.7 | 1.5 | 0 | 11.7 | 0 | 0 |  | 0 | 0 |  | 0 | 0 |  |  | 0
1 | 19 | 21 | 0 | 0 | 11.1 | 0 | 0 | 11.1 | 0 | 0 |  | 0 | 0 |  | 0 | 0 |  |  | 0
1 | 19 | 22 | 0 | 0 | 9.4 | 2.1 | 0 | 9.4 | 0 | 0 |  | 0 | 0 |  | 0 | 0 |  |  | 0
1 | 19 | 23 | 0 | 0 | 8.3 | 2.6 | 0 | 8.3 | 0 | 0 |  | 0 | 0 |  | 0 | 0 |  |  | 0
1 | 20 | 0 | 0 | 0 | 6.7 | 0 | 0 | 6.7 | 0 | 0 |  | 0 | 0 |  | 0 | 0 |  |  | 0
1 | 20 | 1 | 0 | 0 | 6.7 | 1.5 | 0 | 6.7 | 0 | 0 |  | 0 | 0 |  | 0 | 0 |  |  | 0
1 | 20 | 2 | 0 | 0 | 5 | 0 | 0 | 5 | 0 | 0 |  | 0 | 0 |  | 0 | 0 |  |  | 0
1 | 20 | 3 | 0 | 0 | 5 | 0 | 0 | 5 | 0 | 0 |  | 0 | 0 |  | 0 | 0 |  |  | 0
1 | 20 | 4 | 0 | 0 | 4.4 | 1.5 | 0 | 4.4 | 0 | 0 |  | 0 | 0 |  | 0 | 0 |  |  | 0
1 | 20 | 5 | 0 | 0 | 3.3 | 2.6 | 0 | 3.3 | 0 | 0 |  | 0 | 0 |  | 0 | 0 |  |  | 0
1 | 20 | 6 | 0 | 0 | 2.8 | 3.6 | 0 | 2.8 | 0 | 0 |  | 0 | 0 |  | 0 | 0 |  |  | 0
1 | 20 | 7 | 0 | 0 | 2.8 | 1.5 | 0 | 2.8 | 0 | 0 |  | 0 | 0 |  | 0 | 0 |  |  | 0
1 | 20 | 8 | 562 | 28 | 5 | 2.1 | 292.413 | 10.975 | 2501.096 | 2389.798 |  | 868.5309 | 0.090407 | 0.078409 | 725.0496 | 0.075472 | 0.065456 |  | 1431.4275
1 | 20 | 9 | 762 | 54 | 8.3 | 2.1 | 572.14 | 22.709 | 4895.718 | 4711.167 |  | 6734.0632 | 0.31035 | 0.27449 | 5587.1195 | 0.25749 | 0.22774 |  | 3604.448
1 | 20 | 10 | 868 | 64 | 10.6 | 1.5 | 784.918 | 33.259 | 6533.515 | 6287.609 |  | 10917.8664 | 0.33172 | 0.30099 | 9299.6669 | 0.28256 | 0.25638 |  | 5519.0148
1 | 20 | 11 | 914 | 74 | 11.1 | 2.1 | 929.073 | 36.017 | 7675.411 | 7381.318 |  | 13950.333 | 0.34085 | 0.3113 | 12133.322 | 0.29646 | 0.27076 |  | 6877.9564
1 | 20 | 12 | 949 | 69 | 12.2 | 2.1 | 994.235 | 39.083 | 8125.995 | 7811.666 |  | 15800.6659 | 0.34266 | 0.31771 | 13756.7223 | 0.29834 | 0.27661 |  | 7665.4142
1 | 20 | 13 | 925 | 82 | 13.9 | 1.5 | 967.025 | 42.655 | 7797.921 | 7498.395 |  | 15558.7428 | 0.34264 | 0.31297 | 13556.4954 | 0.29854 | 0.27269 |  | 7643.3383
1 | 20 | 14 | 926 | 67 | 15.6 | 0 | 869.969 | 50.498 | 6799.2 | 6542.479 |  | 14653.9233 | 0.34218 | 0.31621 | 12747.1039 | 0.29766 | 0.27506 |  | 7132.8257
1 | 20 | 15 | 847 | 74 | 16.1 | 2.1 | 696.854 | 35.255 | 5729.418 | 5514.778 |  | 11460.6253 | 0.33614 | 0.30176 | 9807.7058 | 0.28766 | 0.25824 |  | 5788.2061
1 | 20 | 16 | 709 | 67 | 16.1 | 2.6 | 455.98 | 27.741 | 3761.541 | 3614.121 |  | 7176.7924 | 0.32118 | 0.2775 | 6063.082 | 0.27134 | 0.23443 |  | 3837.3874
1 | 20 | 17 | 267 | 5 | 14.4 | 2.6 | 94.096 | 16.34 | 732.163 | 662.424 |  | 1406.4216 | 0.25531 | 0.2437 | 1203.7521 | 0.21852 | 0.20858 |  | 803.0209
1 | 20 | 18 | 0 | 0 | 12.8 | 0 | 0 | 12.8 | 0 | 0 |  | 0 | 0 |  | 0 | 0 |  |  | 0
1 | 20 | 19 | 0 | 0 | 12.2 | 0 | 0 | 12.2 | 0 | 0 |  | 0 | 0 |  | 0 | 0 |  |  | 0
1 | 20 | 20 | 0 | 0 | 11.7 | 1.5 | 0 | 11.7 | 0 | 0 |  | 0 | 0 |  | 0 | 0 |  |  | 0
1 | 20 | 21 | 0 | 0 | 10 | 1.5 | 0 | 10 | 0 | 0 |  | 0 | 0 |  | 0 | 0 |  |  | 0
1 | 20 | 22 | 0 | 0 | 8.3 | 2.6 | 0 | 8.3 | 0 | 0 |  | 0 | 0 |  | 0 | 0 |  |  | 0
1 | 20 | 23 | 0 | 0 | 8.3 | 1.5 | 0 | 8.3 | 0 | 0 |  | 0 | 0 |  | 0 | 0 |  |  | 0
1 | 21 | 0 | 0 | 0 | 6.7 | 1.5 | 0 | 6.7 | 0 | 0 |  | 0 | 0 |  | 0 | 0 |  |  | 0
1 | 21 | 1 | 0 | 0 | 6.1 | 3.1 | 0 | 6.1 | 0 | 0 |  | 0 | 0 |  | 0 | 0 |  |  | 0
1 | 21 | 2 | 0 | 0 | 6.1 | 2.6 | 0 | 6.1 | 0 | 0 |  | 0 | 0 |  | 0 | 0 |  |  | 0
1 | 21 | 3 | 0 | 0 | 5.6 | 2.6 | 0 | 5.6 | 0 | 0 |  | 0 | 0 |  | 0 | 0 |  |  | 0
1 | 21 | 4 | 0 | 0 | 4.4 | 2.1 | 0 | 4.4 | 0 | 0 |  | 0 | 0 |  | 0 | 0 |  |  | 0
1 | 21 | 5 | 0 | 0 | 4.4 | 2.6 | 0 | 4.4 | 0 | 0 |  | 0 | 0 |  | 0 | 0 |  |  | 0
1 | 21 | 6 | 0 | 0 | 3.9 | 2.1 | 0 | 3.9 | 0 | 0 |  | 0 | 0 |  | 0 | 0 |  |  | 0
1 | 21 | 7 | 0 | 0 | 3.9 | 3.6 | 0 | 3.9 | 0 | 0 |  | 0 | 0 |  | 0 | 0 |  |  | 0
1 | 21 | 8 | 583 | 27 | 5.6 | 3.1 | 299.849 | 11.107 | 2561.666 | 2448.755 |  | 889.0516 | 0.089391 | 0.07824 | 741.8589 | 0.074591 | 0.065286 |  | 1469.6237
1 | 21 | 9 | 779 | 52 | 7.8 | 2.1 | 575.35 | 22.33 | 4928.606 | 4742.913 |  | 6880.7164 | 0.31031 | 0.27629 | 5708.0412 | 0.25743 | 0.22921 |  | 3662.7728
1 | 21 | 10 | 885 | 64 | 11.1 | 2.1 | 798.895 | 32.131 | 6676.939 | 6425.225 |  | 11136.4305 | 0.33175 | 0.30156 | 9486.1004 | 0.28259 | 0.25687 |  | 5620.7425
1 | 21 | 11 | 937 | 70 | 13.3 | 2.1 | 945.618 | 38.549 | 7740.147 | 7443.19 |  | 14314.8387 | 0.3409 | 0.31346 | 12450.8207 | 0.29651 | 0.27265 |  | 7017.4435
1 | 21 | 12 | 919 | 78 | 15 | 0 | 978.237 | 52.973 | 7586.521 | 7296.338 |  | 15319.1546 | 0.34266 | 0.31391 | 13338.8198 | 0.29837 | 0.27333 |  | 7506.1152
1 | 21 | 13 | 955 | 68 | 17.2 | 3.1 | 978.542 | 40.655 | 7949.706 | 7643.376 |  | 16087.4491 | 0.34263 | 0.31842 | 14018.2739 | 0.29856 | 0.27747 |  | 7791.1659
1 | 21 | 14 | 931 | 67 | 17.8 | 2.6 | 875.665 | 40.15 | 7116.169 | 6846.231 |  | 14762.5452 | 0.34223 | 0.31643 | 12840.9158 | 0.29768 | 0.27524 |  | 7181.7129
1 | 21 | 15 | 859 | 73 | 18.9 | 2.6 | 705.496 | 36.95 | 5765.287 | 5549.299 |  | 11654.1589 | 0.33628 | 0.30279 | 9976.2157 | 0.28786 | 0.2592 |  | 5869.5503
1 | 21 | 16 | 751 | 64 | 18.3 | 0 | 475.334 | 39.435 | 3758.175 | 3610.859 |  | 7629.4118 | 0.32141 | 0.28155 | 6444.8515 | 0.2715 | 0.23784 |  | 4031.2019
1 | 21 | 17 | 292 | 5 | 17.2 | 2.1 | 101.879 | 19.677 | 782.505 | 711.732 |  | 1563.7576 | 0.25851 | 0.24776 | 1336.4411 | 0.22093 | 0.21174 |  | 879.8403
1 | 21 | 18 | 0 | 0 | 15 | 0 | 0 | 15 | 0 | 0 |  | 0 | 0 |  | 0 | 0 |  |  | 0
1 | 21 | 19 | 0 | 0 | 13.9 | 0 | 0 | 13.9 | 0 | 0 |  | 0 | 0 |  | 0 | 0 |  |  | 0
1 | 21 | 20 | 0 | 0 | 12.8 | 0 | 0 | 12.8 | 0 | 0 |  | 0 | 0 |  | 0 | 0 |  |  | 0
1 | 21 | 21 | 0 | 0 | 11.7 | 2.1 | 0 | 11.7 | 0 | 0 |  | 0 | 0 |  | 0 | 0 |  |  | 0
1 | 21 | 22 | 0 | 0 | 10.6 | 4.6 | 0 | 10.6 | 0 | 0 |  | 0 | 0 |  | 0 | 0 |  |  | 0
1 | 21 | 23 | 0 | 0 | 9.4 | 4.1 | 0 | 9.4 | 0 | 0 |  | 0 | 0 |  | 0 | 0 |  |  | 0
1 | 22 | 0 | 0 | 0 | 7.8 | 4.6 | 0 | 7.8 | 0 | 0 |  | 0 | 0 |  | 0 | 0 |  |  | 0
1 | 22 | 1 | 0 | 0 | 8.3 | 4.1 | 0 | 8.3 | 0 | 0 |  | 0 | 0 |  | 0 | 0 |  |  | 0
1 | 22 | 2 | 0 | 0 | 6.7 | 4.6 | 0 | 6.7 | 0 | 0 |  | 0 | 0 |  | 0 | 0 |  |  | 0
1 | 22 | 3 | 0 | 0 | 6.7 | 2.6 | 0 | 6.7 | 0 | 0 |  | 0 | 0 |  | 0 | 0 |  |  | 0
1 | 22 | 4 | 0 | 0 | 6.7 | 1.5 | 0 | 6.7 | 0 | 0 |  | 0 | 0 |  | 0 | 0 |  |  | 0
1 | 22 | 5 | 0 | 0 | 5.6 | 5.2 | 0 | 5.6 | 0 | 0 |  | 0 | 0 |  | 0 | 0 |  |  | 0
1 | 22 | 6 | 0 | 0 | 5 | 4.6 | 0 | 5 | 0 | 0 |  | 0 | 0 |  | 0 | 0 |  |  | 0
1 | 22 | 7 | 0 | 0 | 5 | 5.2 | 0 | 5 | 0 | 0 |  | 0 | 0 |  | 0 | 0 |  |  | 0
1 | 22 | 8 | 525 | 34 | 7.2 | 5.2 | 286.469 | 11.31 | 2453.294 | 2343.258 |  | 790.8693 | 0.08847 | 0.073745 | 659.6783 | 0.073794 | 0.061512 |  | 1375.1318
1 | 22 | 9 | 790 | 51 | 10 | 3.6 | 581.079 | 22.314 | 4977.71 | 4790.305 |  | 6975.1355 | 0.31028 | 0.27726 | 5785.7911 | 0.25737 | 0.22998 |  | 3702.1985
1 | 22 | 10 | 891 | 64 | 13.3 | 2.6 | 804.086 | 33.101 | 6697.039 | 6444.505 |  | 11217.6026 | 0.33178 | 0.30179 | 9555.5574 | 0.28262 | 0.25707 |  | 5658.2896
1 | 22 | 11 | 955 | 68 | 15 | 3.1 | 960.219 | 37.737 | 7883.167 | 7579.83 |  | 14604.3186 | 0.34094 | 0.31471 | 12703.0848 | 0.29656 | 0.27374 |  | 7135.8681
1 | 22 | 12 | 943 | 84 | 16.1 | 1.5 | 1009.635 | 45.687 | 8051.486 | 7740.55 |  | 15738.1483 | 0.34266 | 0.31264 | 13705.0258 | 0.29839 | 0.27225 |  | 7737.4
1 | 22 | 13 | 937 | 81 | 16.7 | 0 | 979.584 | 54.858 | 7539.859 | 7251.719 |  | 15808.1544 | 0.34263 | 0.31371 | 13775.8012 | 0.29858 | 0.27338 |  | 7750.8323
1 | 22 | 14 | 850 | 91 | 18.3 | 0 | 846.216 | 52.325 | 6568.429 | 6321.116 |  | 13505.0189 | 0.34227 | 0.30531 | 11746.4399 | 0.2977 | 0.26555 |  | 6767.6386
1 | 22 | 15 | 871 | 72 | 18.9 | 0 | 714.145 | 48.263 | 5595.29 | 5385.65 |  | 11848.2016 | 0.3364 | 0.3038 | 10145.3969 | 0.28806 | 0.26014 |  | 5951.1645
1 | 22 | 16 | 793 | 48 | 18.3 | 1.5 | 476.733 | 32.778 | 3856.094 | 3705.746 |  | 8084.5899 | 0.32163 | 0.29232 | 6828.5746 | 0.27166 | 0.24691 |  | 4141.4879
1 | 22 | 17 | 318 | 4 | 17.8 | 4.1 | 108.023 | 19.691 | 826.325 | 754.643 |  | 1729.7679 | 0.26153 | 0.25348 | 1476.0991 | 0.22318 | 0.21631 |  | 954.2205
1 | 22 | 18 | 0 | 0 | 16.1 | 3.6 | 0 | 16.1 | 0 | 0 |  | 0 | 0 |  | 0 | 0 |  |  | 0
1 | 22 | 19 | 0 | 0 | 14.4 | 2.6 | 0 | 14.4 | 0 | 0 |  | 0 | 0 |  | 0 | 0 |  |  | 0
1 | 22 | 20 | 0 | 0 | 12.8 | 2.6 | 0 | 12.8 | 0 | 0 |  | 0 | 0 |  | 0 | 0 |  |  | 0
1 | 22 | 21 | 0 | 0 | 13.9 | 0 | 0 | 13.9 | 0 | 0 |  | 0 | 0 |  | 0 | 0 |  |  | 0
1 | 22 | 22 | 0 | 0 | 13.9 | 0 | 0 | 13.9 | 0 | 0 |  | 0 | 0 |  | 0 | 0 |  |  | 0
1 | 22 | 23 | 0 | 0 | 13.3 | 0 | 0 | 13.3 | 0 | 0 |  | 0 | 0 |  | 0 | 0 |  |  | 0
1 | 23 | 0 | 0 | 0 | 11.1 | 1.5 | 0 | 11.1 | 0 | 0 |  | 0 | 0 |  | 0 | 0 |  |  | 0
1 | 23 | 1 | 0 | 0 | 11.1 | 2.6 | 0 | 11.1 | 0 | 0 |  | 0 | 0 |  | 0 | 0 |  |  | 0
1 | 23 | 2 | 0 | 0 | 10.6 | 1.5 | 0 | 10.6 | 0 | 0 |  | 0 | 0 |  | 0 | 0 |  |  | 0
1 | 23 | 3 | 0 | 0 | 10 | 0 | 0 | 10 | 0 | 0 |  | 0 | 0 |  | 0 | 0 |  |  | 0
1 | 23 | 4 | 0 | 0 | 10.6 | 0 | 0 | 10.6 | 0 | 0 |  | 0 | 0 |  | 0 | 0 |  |  | 0
1 | 23 | 5 | 0 | 0 | 10.6 | 3.6 | 0 | 10.6 | 0 | 0 |  | 0 | 0 |  | 0 | 0 |  |  | 0
1 | 23 | 6 | 0 | 0 | 10.6 | 2.1 | 0 | 10.6 | 0 | 0 |  | 0 | 0 |  | 0 | 0 |  |  | 0
1 | 23 | 7 | 0 | 0 | 10 | 5.2 | 0 | 10 | 0 | 0 |  | 0 | 0 |  | 0 | 0 |  |  | 0
1 | 23 | 8 | 84 | 65 | 10 | 5.2 | 111.859 | 10.772 | 989.29 | 914.173 |  | 125.1376 | 0.08764 | 0.025853 | 104.3442 | 0.073077 | 0.021557 |  | 556.2241
1 | 23 | 9 | 353 | 137 | 11.1 | 5.2 | 391.711 | 17.439 | 3427.651 | 3290.327 |  | 3115.9086 | 0.31026 | 0.18079 | 2584.4339 | 0.25734 | 0.14995 |  | 2386.8062
1 | 23 | 10 | 204 | 229 | 12.2 | 7.2 | 422.736 | 18.198 | 3716.791 | 3570.747 |  | 2569.8426 | 0.33181 | 0.13 | 2189.1669 | 0.28266 | 0.11075 |  | 2714.6709
1 | 23 | 11 | 125 | 282 | 12.2 | 6.2 | 416.764 | 18.744 | 3661.739 | 3517.377 |  | 1913.5543 | 0.34099 | 0.093725 | 1664.5042 | 0.29661 | 0.081526 |  | 2755.9462
1 | 23 | 12 | 102 | 282 | 13.9 | 5.2 | 397.325 | 20.85 | 3466.321 | 3327.847 |  | 1704.4199 | 0.34266 | 0.086173 | 1484.3851 | 0.29842 | 0.075048 |  | 2660.6155
1 | 23 | 13 | 773 | 180 | 15 | 6.7 | 958.157 | 30.141 | 8088.201 | 7775.595 |  | 13061.2546 | 0.34262 | 0.27456 | 11382.6022 | 0.29859 | 0.23928 |  | 7159.4692
1 | 23 | 14 | 906 | 79 | 15 | 7.2 | 872.538 | 28.715 | 7391.392 | 7109.7 |  | 14423.2916 | 0.34232 | 0.31164 | 12544.4424 | 0.29772 | 0.27104 |  | 7105.8828
1 | 23 | 15 | 746 | 101 | 15 | 7.7 | 665.225 | 24.903 | 5680.215 | 5467.417 |  | 10174.2525 | 0.33652 | 0.28631 | 8714.7745 | 0.28825 | 0.24524 |  | 5369.4472
1 | 23 | 16 | 641 | 91 | 14.4 | 5.7 | 446.847 | 22.211 | 3770.325 | 3622.634 |  | 6557.5626 | 0.32184 | 0.26071 | 5538.0567 | 0.2718 | 0.22018 |  | 3697.4164
1 | 23 | 17 | 265 | 9 | 13.3 | 4.1 | 100.556 | 14.902 | 793.591 | 722.588 |  | 1462.8259 | 0.26437 | 0.24357 | 1246.4122 | 0.22526 | 0.20754 |  | 833.1204
1 | 23 | 18 | 0 | 0 | 11.7 | 3.6 | 0 | 11.7 | 0 | 0 |  | 0 | 0 |  | 0 | 0 |  |  | 0
1 | 23 | 19 | 0 | 0 | 11.7 | 2.1 | 0 | 11.7 | 0 | 0 |  | 0 | 0 |  | 0 | 0 |  |  | 0
1 | 23 | 20 | 0 | 0 | 11.7 | 6.2 | 0 | 11.7 | 0 | 0 |  | 0 | 0 |  | 0 | 0 |  |  | 0
1 | 23 | 21 | 0 | 0 | 10.6 | 4.1 | 0 | 10.6 | 0 | 0 |  | 0 | 0 |  | 0 | 0 |  |  | 0
1 | 23 | 22 | 0 | 0 | 9.4 | 2.6 | 0 | 9.4 | 0 | 0 |  | 0 | 0 |  | 0 | 0 |  |  | 0
1 | 23 | 23 | 0 | 0 | 10 | 2.6 | 0 | 10 | 0 | 0 |  | 0 | 0 |  | 0 | 0 |  |  | 0
1 | 24 | 0 | 0 | 0 | 8.9 | 3.6 | 0 | 8.9 | 0 | 0 |  | 0 | 0 |  | 0 | 0 |  |  | 0
1 | 24 | 1 | 0 | 0 | 8.3 | 2.6 | 0 | 8.3 | 0 | 0 |  | 0 | 0 |  | 0 | 0 |  |  | 0
1 | 24 | 2 | 0 | 0 | 5.6 | 1.5 | 0 | 5.6 | 0 | 0 |  | 0 | 0 |  | 0 | 0 |  |  | 0
1 | 24 | 3 | 0 | 0 | 6.1 | 3.6 | 0 | 6.1 | 0 | 0 |  | 0 | 0 |  | 0 | 0 |  |  | 0
1 | 24 | 4 | 0 | 0 | 6.7 | 2.6 | 0 | 6.7 | 0 | 0 |  | 0 | 0 |  | 0 | 0 |  |  | 0
1 | 24 | 5 | 0 | 0 | 5 | 2.1 | 0 | 5 | 0 | 0 |  | 0 | 0 |  | 0 | 0 |  |  | 0
1 | 24 | 6 | 0 | 0 | 3.9 | 3.6 | 0 | 3.9 | 0 | 0 |  | 0 | 0 |  | 0 | 0 |  |  | 0
1 | 24 | 7 | 0 | 0 | 5 | 2.6 | 0 | 5 | 0 | 0 |  | 0 | 0 |  | 0 | 0 |  |  | 0
1 | 24 | 8 | 542 | 34 | 7.8 | 2.6 | 293.363 | 13.438 | 2493.09 | 2382.003 |  | 799.366 | 0.086898 | 0.072776 | 666.3426 | 0.072438 | 0.060666 |  | 1407.8749
1 | 24 | 9 | 780 | 52 | 10 | 1.5 | 575.944 | 25.878 | 4873.127 | 4689.359 |  | 6884.047 | 0.31025 | 0.27626 | 5709.6447 | 0.25732 | 0.22913 |  | 3664.7048
1 | 24 | 10 | 839 | 69 | 12.2 | 5.7 | 769.409 | 25.708 | 6579.478 | 6331.719 |  | 10576.1155 | 0.33185 | 0.29798 | 9009.8371 | 0.28271 | 0.25385 |  | 5391.247
1 | 24 | 11 | 925 | 74 | 13.3 | 5.7 | 942.192 | 30.195 | 7949.178 | 7642.872 |  | 14175.7587 | 0.34104 | 0.31189 | 12331.2273 | 0.29666 | 0.2713 |  | 6978.3179
1 | 24 | 12 | 943 | 72 | 14.4 | 5.7 | 996.9 | 32.52 | 8345.021 | 8020.604 |  | 15777.3388 | 0.34265 | 0.31666 | 13741.9117 | 0.29845 | 0.27581 |  | 7675.4721
1 | 24 | 13 | 912 | 88 | 15.6 | 3.6 | 967.606 | 37.81 | 7944.224 | 7638.141 |  | 15433.679 | 0.34262 | 0.31075 | 13450.5006 | 0.2986 | 0.27082 |  | 7627.1956
1 | 24 | 14 | 825 | 96 | 16.1 | 3.1 | 833.623 | 36.332 | 6871.893 | 6612.171 |  | 13159.6518 | 0.34236 | 0.30267 | 11444.7779 | 0.29774 | 0.26323 |  | 6642.5302
1 | 24 | 15 | 765 | 98 | 16.7 | 0 | 676.367 | 45.003 | 5369.324 | 5167.971 |  | 10460.1212 | 0.33664 | 0.28882 | 8962.5607 | 0.28844 | 0.24747 |  | 5480.4665
1 | 24 | 16 | 683 | 87 | 17.2 | 2.1 | 466.381 | 29.894 | 3828.88 | 3679.378 |  | 7010.8375 | 0.32204 | 0.26619 | 5919.9991 | 0.27193 | 0.22477 |  | 3885.1222
1 | 24 | 17 | 291 | 9 | 15.6 | 3.1 | 108.584 | 17.75 | 846.672 | 774.566 |  | 1628.7585 | 0.26705 | 0.24785 | 1385.69 | 0.2272 | 0.21086 |  | 913.6868
1 | 24 | 18 | 0 | 0 | 13.9 | 2.1 | 0 | 13.9 | 0 | 0 |  | 0 | 0 |  | 0 | 0 |  |  | 0
1 | 24 | 19 | 0 | 0 | 12.8 | 0 | 0 | 12.8 | 0 | 0 |  | 0 | 0 |  | 0 | 0 |  |  | 0
1 | 24 | 20 | 0 | 0 | 11.7 | 1.5 | 0 | 11.7 | 0 | 0 |  | 0 | 0 |  | 0 | 0 |  |  | 0
1 | 24 | 21 | 0 | 0 | 10.6 | 3.1 | 0 | 10.6 | 0 | 0 |  | 0 | 0 |  | 0 | 0 |  |  | 0
1 | 24 | 22 | 0 | 0 | 8.9 | 0 | 0 | 8.9 | 0 | 0 |  | 0 | 0 |  | 0 | 0 |  |  | 0
1 | 24 | 23 | 0 | 0 | 11.1 | 2.1 | 0 | 11.1 | 0 | 0 |  | 0 | 0 |  | 0 | 0 |  |  | 0
1 | 25 | 0 | 0 | 0 | 10 | 0 | 0 | 10 | 0 | 0 |  | 0 | 0 |  | 0 | 0 |  |  | 0
1 | 25 | 1 | 0 | 0 | 7.8 | 1.5 | 0 | 7.8 | 0 | 0 |  | 0 | 0 |  | 0 | 0 |  |  | 0
1 | 25 | 2 | 0 | 0 | 9.4 | 3.6 | 0 | 9.4 | 0 | 0 |  | 0 | 0 |  | 0 | 0 |  |  | 0
1 | 25 | 3 | 0 | 0 | 8.9 | 2.1 | 0 | 8.9 | 0 | 0 |  | 0 | 0 |  | 0 | 0 |  |  | 0
1 | 25 | 4 | 0 | 0 | 8.3 | 3.1 | 0 | 8.3 | 0 | 0 |  | 0 | 0 |  | 0 | 0 |  |  | 0
1 | 25 | 5 | 0 | 0 | 5.6 | 2.6 | 0 | 5.6 | 0 | 0 |  | 0 | 0 |  | 0 | 0 |  |  | 0
1 | 25 | 6 | 0 | 0 | 7.8 | 4.6 | 0 | 7.8 | 0 | 0 |  | 0 | 0 |  | 0 | 0 |  |  | 0
1 | 25 | 7 | 117 | 0 | 8.3 | 3.1 | 31.853 | 7.543 | 238.938 | 178.887 |  | 0 | 0 | 0 | 0 | 0 | 0 |  | 30.119
1 | 25 | 8 | 642 | 28 | 10.6 | 3.6 | 325.952 | 16.53 | 2731.496 | 2613.999 |  | 938.4092 | 0.086243 | 0.075979 | 782.0473 | 0.071873 | 0.063319 |  | 1595.5365
1 | 25 | 9 | 809 | 50 | 14.4 | 5.2 | 592.097 | 24.93 | 5025.978 | 4836.882 |  | 7139.8873 | 0.31025 | 0.27848 | 5921.8171 | 0.25732 | 0.23097 |  | 3775.6725
1 | 25 | 10 | 886 | 65 | 16.1 | 6.2 | 802.657 | 29.547 | 6771.191 | 6515.622 |  | 11176.8412 | 0.3319 | 0.30136 | 9522.0433 | 0.28276 | 0.25674 |  | 5644.5668
1 | 25 | 11 | 837 | 105 | 17.8 | 6.2 | 909.535 | 33.357 | 7587.635 | 7297.404 |  | 12841.7421 | 0.34109 | 0.29752 | 11171.1866 | 0.29672 | 0.25882 |  | 6574.0885
1 | 25 | 12 | 931 | 76 | 20 | 3.6 | 991.64 | 42.383 | 8006.82 | 7697.91 |  | 15596.5231 | 0.34265 | 0.31503 | 13585.7522 | 0.29847 | 0.27442 |  | 7619.9149
1 | 25 | 13 | 967 | 65 | 20.6 | 3.6 | 991.524 | 43.127 | 7981.999 | 7674.212 |  | 16389.8502 | 0.34262 | 0.3198 | 14283.9197 | 0.29859 | 0.27871 |  | 7909.8737
1 | 25 | 14 | 855 | 91 | 21.7 | 2.6 | 854.473 | 43.435 | 6861.527 | 6602.234 |  | 13664.8339 | 0.34239 | 0.30579 | 11883.4865 | 0.29776 | 0.26592 |  | 6839.1467
1 | 25 | 15 | 693 | 115 | 21.1 | 3.1 | 645.483 | 36.685 | 5287.002 | 5088.624 |  | 9499.5196 | 0.33675 | 0.27738 | 8142.2207 | 0.28863 | 0.23775 |  | 5149.0069
1 | 25 | 16 | 648 | 90 | 21.7 | 2.6 | 452.158 | 33.043 | 3673.596 | 3528.872 |  | 6673.4967 | 0.32223 | 0.26237 | 5634.2619 | 0.27205 | 0.22151 |  | 3744.2599
1 | 25 | 17 | 284 | 10 | 19.4 | 0 | 108.028 | 25.936 | 820.643 | 749.08 |  | 1610.4515 | 0.26957 | 0.2478 | 1368.0465 | 0.229 | 0.2105 |  | 902.9746
1 | 25 | 18 | 0 | 0 | 18.3 | 0 | 0 | 18.3 | 0 | 0 |  | 0 | 0 |  | 0 | 0 |  |  | 0
1 | 25 | 19 | 0 | 0 | 16.1 | 0 | 0 | 16.1 | 0 | 0 |  | 0 | 0 |  | 0 | 0 |  |  | 0
1 | 25 | 20 | 0 | 0 | 12.8 | 0 | 0 | 12.8 | 0 | 0 |  | 0 | 0 |  | 0 | 0 |  |  | 0
1 | 25 | 21 | 0 | 0 | 11.7 | 0 | 0 | 11.7 | 0 | 0 |  | 0 | 0 |  | 0 | 0 |  |  | 0
1 | 25 | 22 | 0 | 0 | 11.1 | 1.5 | 0 | 11.1 | 0 | 0 |  | 0 | 0 |  | 0 | 0 |  |  | 0
1 | 25 | 23 | 0 | 0 | 10 | 3.1 | 0 | 10 | 0 | 0 |  | 0 | 0 |  | 0 | 0 |  |  | 0
1 | 26 | 0 | 0 | 0 | 10 | 3.1 | 0 | 10 | 0 | 0 |  | 0 | 0 |  | 0 | 0 |  |  | 0
1 | 26 | 1 | 0 | 0 | 11.1 | 3.6 | 0 | 11.1 | 0 | 0 |  | 0 | 0 |  | 0 | 0 |  |  | 0
1 | 26 | 2 | 0 | 0 | 8.9 | 2.6 | 0 | 8.9 | 0 | 0 |  | 0 | 0 |  | 0 | 0 |  |  | 0
1 | 26 | 3 | 0 | 0 | 7.8 | 3.1 | 0 | 7.8 | 0 | 0 |  | 0 | 0 |  | 0 | 0 |  |  | 0
1 | 26 | 4 | 0 | 0 | 7.8 | 2.1 | 0 | 7.8 | 0 | 0 |  | 0 | 0 |  | 0 | 0 |  |  | 0
1 | 26 | 5 | 0 | 0 | 9.4 | 2.6 | 0 | 9.4 | 0 | 0 |  | 0 | 0 |  | 0 | 0 |  |  | 0
1 | 26 | 6 | 0 | 0 | 9.4 | 1.5 | 0 | 9.4 | 0 | 0 |  | 0 | 0 |  | 0 | 0 |  |  | 0
1 | 26 | 7 | 99 | 0 | 10.6 | 3.1 | 26.794 | 9.75 | 199.093 | 139.788 |  | 0 | 0 | 0 | 0 | 0 | 0 |  | 25.0436
1 | 26 | 8 | 604 | 28 | 11.7 | 4.1 | 308.975 | 16.968 | 2586.369 | 2472.797 |  | 875.9437 | 0.085672 | 0.074903 | 729.8304 | 0.071381 | 0.062409 |  | 1508.1662
1 | 26 | 9 | 837 | 43 | 15 | 2.6 | 601.046 | 29.131 | 5025.769 | 4836.68 |  | 7387.813 | 0.31026 | 0.28339 | 6127.6174 | 0.25733 | 0.23505 |  | 3850.6725
1 | 26 | 10 | 892 | 55 | 16.7 | 2.6 | 795.175 | 36.227 | 6548.509 | 6302 |  | 11261.7004 | 0.33195 | 0.30591 | 9594.828 | 0.28282 | 0.26063 |  | 5617.419
1 | 26 | 11 | 866 | 91 | 18.9 | 3.1 | 919.95 | 40.57 | 7474.928 | 7189.617 |  | 13302.3841 | 0.34114 | 0.30391 | 11572.2962 | 0.29677 | 0.26438 |  | 6690.6851
1 | 26 | 12 | 847 | 124 | 20.6 | 3.1 | 979.808 | 43.814 | 7869.338 | 7566.62 |  | 14207.815 | 0.34265 | 0.29615 | 12377.2491 | 0.2985 | 0.25799 |  | 7307.4005
1 | 26 | 13 | 620 | 198 | 22.2 | 4.6 | 833.054 | 39.552 | 6796.785 | 6540.164 |  | 10524.8994 | 0.34261 | 0.25599 | 9172.4485 | 0.29859 | 0.2231 |  | 6123.3043
1 | 26 | 14 | 818 | 113 | 23.3 | 2.6 | 854.941 | 44.595 | 6836.288 | 6578.038 |  | 13098.8168 | 0.34243 | 0.29645 | 11390.6682 | 0.29777 | 0.25779 |  | 6727.5037
1 | 26 | 15 | 867 | 72 | 23.3 | 1.5 | 716.818 | 44.54 | 5698.46 | 5484.979 |  | 11914.1076 | 0.33685 | 0.30433 | 10215.3211 | 0.28882 | 0.26094 |  | 5976.7714
1 | 26 | 16 | 751 | 46 | 23.3 | 1.5 | 457.338 | 37.142 | 3646.375 | 3502.48 |  | 7759.1013 | 0.32242 | 0.29301 | 6549.7243 | 0.27216 | 0.24734 |  | 3970.26
1 | 26 | 17 | 337 | 6 | 21.1 | 0 | 117.08 | 28.017 | 871.906 | 799.273 |  | 1934.5955 | 0.27194 | 0.26041 | 1640.9474 | 0.23066 | 0.22088 |  | 1040.6268
1 | 26 | 18 | 0 | 0 | 21.1 | 1.5 | 0 | 21.1 | 0 | 0 |  | 0 | 0 |  | 0 | 0 |  |  | 0
1 | 26 | 19 | 0 | 0 | 16.7 | 0 | 0 | 16.7 | 0 | 0 |  | 0 | 0 |  | 0 | 0 |  |  | 0
1 | 26 | 20 | 0 | 0 | 15.6 | 0 | 0 | 15.6 | 0 | 0 |  | 0 | 0 |  | 0 | 0 |  |  | 0
1 | 26 | 21 | 0 | 0 | 14.4 | 0 | 0 | 14.4 | 0 | 0 |  | 0 | 0 |  | 0 | 0 |  |  | 0
1 | 26 | 22 | 0 | 0 | 13.3 | 0 | 0 | 13.3 | 0 | 0 |  | 0 | 0 |  | 0 | 0 |  |  | 0
1 | 26 | 23 | 0 | 0 | 12.2 | 2.1 | 0 | 12.2 | 0 | 0 |  | 0 | 0 |  | 0 | 0 |  |  | 0
1 | 27 | 0 | 0 | 0 | 12.8 | 3.6 | 0 | 12.8 | 0 | 0 |  | 0 | 0 |  | 0 | 0 |  |  | 0
1 | 27 | 1 | 0 | 0 | 11.7 | 2.1 | 0 | 11.7 | 0 | 0 |  | 0 | 0 |  | 0 | 0 |  |  | 0
1 | 27 | 2 | 0 | 0 | 11.7 | 1.5 | 0 | 11.7 | 0 | 0 |  | 0 | 0 |  | 0 | 0 |  |  | 0
1 | 27 | 3 | 0 | 0 | 11.1 | 4.1 | 0 | 11.1 | 0 | 0 |  | 0 | 0 |  | 0 | 0 |  |  | 0
1 | 27 | 4 | 0 | 0 | 10.6 | 4.1 | 0 | 10.6 | 0 | 0 |  | 0 | 0 |  | 0 | 0 |  |  | 0
1 | 27 | 5 | 0 | 0 | 10.6 | 3.6 | 0 | 10.6 | 0 | 0 |  | 0 | 0 |  | 0 | 0 |  |  | 0
1 | 27 | 6 | 0 | 0 | 10 | 2.6 | 0 | 10 | 0 | 0 |  | 0 | 0 |  | 0 | 0 |  |  | 0
1 | 27 | 7 | 78 | 0 | 8.9 | 4.1 | 20.986 | 7.994 | 156.492 | 97.98 |  | 0 | 0 | 0 | 0 | 0 | 0 |  | 19.4084
1 | 27 | 8 | 159 | 68 | 11.1 | 4.6 | 154.796 | 12.857 | 1348.961 | 1265.943 |  | 229.0275 | 0.085182 | 0.036594 | 190.7891 | 0.07096 | 0.030484 |  | 738.5801
1 | 27 | 9 | 96 | 167 | 13.9 | 3.1 | 240.51 | 18.396 | 2108.056 | 2006.913 |  | 847.5451 | 0.31028 | 0.073705 | 703.0145 | 0.25736 | 0.061137 |  | 1481.7386
1 | 27 | 10 | 157 | 251 | 15.6 | 1.5 | 410.555 | 26.486 | 3508.548 | 3368.813 |  | 1983.9215 | 0.33201 | 0.10358 | 1690.3692 | 0.28288 | 0.088256 |  | 2586.7584
1 | 27 | 11 | 119 | 278 | 17.8 | 2.1 | 404.603 | 28.06 | 3441.55 | 3303.813 |  | 1830.1636 | 0.34119 | 0.091696 | 1592.1861 | 0.29683 | 0.079773 |  | 2690.9067
1 | 27 | 12 | 546 | 235 | 18.3 | 0 | 818.933 | 48.412 | 6464.429 | 6221.296 |  | 9170.8864 | 0.34264 | 0.23453 | 7990.0009 | 0.29852 | 0.20433 |  | 5751.9075
1 | 27 | 13 | 122 | 310 | 19.4 | 0 | 448.228 | 40.341 | 3647.294 | 3503.371 |  | 2074.2778 | 0.34261 | 0.092895 | 1807.6782 | 0.29858 | 0.080955 |  | 3016.9277
1 | 27 | 14 | 111 | 258 | 20 | 0 | 369.947 | 35.858 | 3058.995 | 2932.376 |  | 1780.8782 | 0.34246 | 0.095004 | 1548.5689 | 0.29778 | 0.082611 |  | 2534.1492
1 | 27 | 15 | 0 | 79 | 19.4 | 0 | 70.658 | 23.764 | 610.285 | 543.017 |  | 0 | 0.33695 | 0 | 0 | 0.28901 | 0 |  | 524.9965
1 | 27 | 16 | 90 | 116 | 19.4 | 2.6 | 180.08 | 22.457 | 1547.48 | 1459.911 |  | 932.7606 | 0.3226 | 0.10385 | 787.2398 | 0.27227 | 0.087652 |  | 1197.5644
1 | 27 | 17 | 42 | 15 | 18.9 | 2.6 | 33.701 | 18.561 | 280.312 | 219.48 |  | 243.9056 | 0.27416 | 0.14543 | 206.5801 | 0.2322 | 0.12317 |  | 216.3244
1 | 27 | 18 | 0 | 0 | 18.3 | 2.6 | 0 | 18.3 | 0 | 0 |  | 0 | 0 |  | 0 | 0 |  |  | 0
1 | 27 | 19 | 0 | 0 | 15.6 | 3.1 | 0 | 15.6 | 0 | 0 |  | 0 | 0 |  | 0 | 0 |  |  | 0
1 | 27 | 20 | 0 | 0 | 16.1 | 0 | 0 | 16.1 | 0 | 0 |  | 0 | 0 |  | 0 | 0 |  |  | 0
1 | 27 | 21 | 0 | 0 | 15.6 | 0 | 0 | 15.6 | 0 | 0 |  | 0 | 0 |  | 0 | 0 |  |  | 0
1 | 27 | 22 | 0 | 0 | 14.4 | 0 | 0 | 14.4 | 0 | 0 |  | 0 | 0 |  | 0 | 0 |  |  | 0
1 | 27 | 23 | 0 | 0 | 14.4 | 0 | 0 | 14.4 | 0 | 0 |  | 0 | 0 |  | 0 | 0 |  |  | 0
1 | 28 | 0 | 0 | 0 | 13.3 | 2.6 | 0 | 13.3 | 0 | 0 |  | 0 | 0 |  | 0 | 0 |  |  | 0
1 | 28 | 1 | 0 | 0 | 13.9 | 1.5 | 0 | 13.9 | 0 | 0 |  | 0 | 0 |  | 0 | 0 |  |  | 0
1 | 28 | 2 | 0 | 0 | 12.8 | 1.5 | 0 | 12.8 | 0 | 0 |  | 0 | 0 |  | 0 | 0 |  |  | 0
1 | 28 | 3 | 0 | 0 | 12.2 | 0 | 0 | 12.2 | 0 | 0 |  | 0 | 0 |  | 0 | 0 |  |  | 0
1 | 28 | 4 | 0 | 0 | 11.7 | 2.1 | 0 | 11.7 | 0 | 0 |  | 0 | 0 |  | 0 | 0 |  |  | 0
1 | 28 | 5 | 0 | 0 | 11.7 | 3.6 | 0 | 11.7 | 0 | 0 |  | 0 | 0 |  | 0 | 0 |  |  | 0
1 | 28 | 6 | 0 | 0 | 11.7 | 3.6 | 0 | 11.7 | 0 | 0 |  | 0 | 0 |  | 0 | 0 |  |  | 0
1 | 28 | 7 | 5 | 1 | 11.1 | 3.6 | 3.086 | 9.558 | 25.749 | 0 |  | 0 | 0 | 0 | 0 | 0 | 0 |  | 3.7312
1 | 28 | 8 | 0 | 55 | 12.8 | 3.1 | 50.959 | 12.295 | 457.734 | 393.487 |  | 0 | 0.084772 | 0 | 0 | 0.070608 | 0 |  | 310.2267
1 | 28 | 9 | 0 | 122 | 13.9 | 3.6 | 115.598 | 15.057 | 1028.741 | 952.779 |  | 0 | 0.3103 | 0 | 0 | 0.25741 | 0 |  | 782.9132
1 | 28 | 10 | 23 | 221 | 14.4 | 0 | 235.696 | 22.673 | 2042.923 | 1943.413 |  | 290.9173 | 0.33206 | 0.023313 | 247.8861 | 0.28295 | 0.019865 |  | 1598.5775
1 | 28 | 11 | 18 | 234 | 17.8 | 3.1 | 242.779 | 22.582 | 2105.45 | 2004.373 |  | 277.1814 | 0.34125 | 0.021163 | 241.1464 | 0.29688 | 0.018412 |  | 1687.3343
1 | 28 | 12 | 222 | 295 | 18.3 | 3.1 | 544.104 | 30.157 | 4594.289 | 4420.035 |  | 3733.8318 | 0.34264 | 0.14151 | 3253.3134 | 0.29854 | 0.1233 |  | 3673.199
1 | 28 | 13 | 24 | 234 | 18.3 | 3.1 | 247.943 | 23.982 | 2139.805 | 2037.861 |  | 408.697 | 0.34261 | 0.030323 | 356.1517 | 0.29856 | 0.026425 |  | 1749.5447
1 | 28 | 14 | 124 | 271 | 17.8 | 3.6 | 396.793 | 25.832 | 3400.609 | 3264.086 |  | 1993.2264 | 0.34248 | 0.099426 | 1733.1423 | 0.2978 | 0.086452 |  | 2717.7662
1 | 28 | 15 | 71 | 198 | 17.8 | 4.6 | 261.691 | 22.523 | 2266.189 | 2161.024 |  | 980.3679 | 0.33705 | 0.073692 | 841.1741 | 0.2892 | 0.063229 |  | 1768.2094
1 | 28 | 16 | 360 | 114 | 17.2 | 5.7 | 325.462 | 22.275 | 2766.065 | 2647.623 |  | 3742.3892 | 0.32277 | 0.21288 | 3157.9787 | 0.27236 | 0.17964 |  | 2513.0279
1 | 28 | 17 | 170 | 15 | 16.1 | 5.2 | 84.032 | 16.924 | 677.615 | 608.989 |  | 997.9976 | 0.27623 | 0.2268 | 844.0585 | 0.23362 | 0.19181 |  | 601.6698
1 | 28 | 18 | 0 | 0 | 15.6 | 3.1 | 0 | 15.6 | 0 | 0 |  | 0 | 0 |  | 0 | 0 |  |  | 0
1 | 28 | 19 | 0 | 0 | 14.4 | 0 | 0 | 14.4 | 0 | 0 |  | 0 | 0 |  | 0 | 0 |  |  | 0
1 | 28 | 20 | 0 | 0 | 13.9 | 0 | 0 | 13.9 | 0 | 0 |  | 0 | 0 |  | 0 | 0 |  |  | 0
1 | 28 | 21 | 0 | 0 | 13.3 | 0 | 0 | 13.3 | 0 | 0 |  | 0 | 0 |  | 0 | 0 |  |  | 0
1 | 28 | 22 | 0 | 0 | 13.3 | 0 | 0 | 13.3 | 0 | 0 |  | 0 | 0 |  | 0 | 0 |  |  | 0
1 | 28 | 23 | 0 | 0 | 12.2 | 0 | 0 | 12.2 | 0 | 0 |  | 0 | 0 |  | 0 | 0 |  |  | 0
1 | 29 | 0 | 0 | 0 | 11.1 | 1.5 | 0 | 11.1 | 0 | 0 |  | 0 | 0 |  | 0 | 0 |  |  | 0
1 | 29 | 1 | 0 | 0 | 11.1 | 2.1 | 0 | 11.1 | 0 | 0 |  | 0 | 0 |  | 0 | 0 |  |  | 0
1 | 29 | 2 | 0 | 0 | 11.1 | 0 | 0 | 11.1 | 0 | 0 |  | 0 | 0 |  | 0 | 0 |  |  | 0
1 | 29 | 3 | 0 | 0 | 10 | 0 | 0 | 10 | 0 | 0 |  | 0 | 0 |  | 0 | 0 |  |  | 0
1 | 29 | 4 | 0 | 0 | 11.1 | 2.6 | 0 | 11.1 | 0 | 0 |  | 0 | 0 |  | 0 | 0 |  |  | 0
1 | 29 | 5 | 0 | 0 | 10.6 | 2.6 | 0 | 10.6 | 0 | 0 |  | 0 | 0 |  | 0 | 0 |  |  | 0
1 | 29 | 6 | 0 | 0 | 10.6 | 3.1 | 0 | 10.6 | 0 | 0 |  | 0 | 0 |  | 0 | 0 |  |  | 0
1 | 29 | 7 | 0 | 0 | 10 | 0 | 0 | 10 | 0 | 0 |  | 0 | 0 |  | 0 | 0 |  |  | 0
1 | 29 | 8 | 0 | 45 | 10.6 | 0 | 40.252 | 8.224 | 366.492 | 304.015 |  | 0 | 0.084441 | 0 | 0 | 0.070324 | 0 |  | 253.758
1 | 29 | 9 | 6 | 125 | 11.1 | 2.6 | 122.522 | 12.489 | 1099.309 | 1021.822 |  | 53.0156 | 0.31034 | 0.0078736 | 43.9842 | 0.25747 | 0.0065323 |  | 827.858
1 | 29 | 10 | 23 | 195 | 12.2 | 1.5 | 206.567 | 16.698 | 1827.519 | 1733.303 |  | 291.2172 | 0.33213 | 0.026202 | 248.157 | 0.28302 | 0.022328 |  | 1426.6618
1 | 29 | 11 | 344 | 281 | 12.8 | 4.1 | 646.674 | 25.786 | 5543.923 | 5336.182 |  | 5304.1404 | 0.3413 | 0.17509 | 4614.6995 | 0.29694 | 0.15233 |  | 4298.9982
1 | 29 | 12 | 775 | 160 | 12.8 | 3.6 | 962.23 | 34.255 | 8005.336 | 7696.493 |  | 13052.515 | 0.34263 | 0.28073 | 11373.5775 | 0.29856 | 0.24462 |  | 7021.5011
1 | 29 | 13 | 911 | 109 | 15 | 4.6 | 1007.902 | 35.826 | 8336.018 | 8012.019 |  | 15537.9316 | 0.34261 | 0.30422 | 13539.4024 | 0.29854 | 0.26509 |  | 7815.8519
1 | 29 | 14 | 743 | 136 | 14.4 | 1.5 | 821.179 | 39.357 | 6696.813 | 6444.288 |  | 11965.6962 | 0.34251 | 0.28439 | 10403.9774 | 0.29781 | 0.24727 |  | 6363.5942
1 | 29 | 15 | 825 | 92 | 13.9 | 4.6 | 713.419 | 28.552 | 6015.648 | 5790.131 |  | 11418.2043 | 0.33714 | 0.29506 | 9800.5496 | 0.28938 | 0.25326 |  | 5878.0752
1 | 29 | 16 | 813 | 59 | 15 | 6.7 | 507.213 | 23.075 | 4258.095 | 4094.958 |  | 8476.5234 | 0.32293 | 0.28884 | 7151.5557 | 0.27245 | 0.24369 |  | 4391.771
1 | 29 | 17 | 393 | 8 | 13.3 | 3.6 | 137.143 | 16.023 | 1064.25 | 987.523 |  | 2330.7264 | 0.27817 | 0.26489 | 1968.4639 | 0.23493 | 0.22372 |  | 1234.4226
1 | 29 | 18 | 0 | 0 | 13.3 | 4.1 | 0 | 13.3 | 0 | 0 |  | 0 | 0 |  | 0 | 0 |  |  | 0
1 | 29 | 19 | 0 | 0 | 12.2 | 5.7 | 0 | 12.2 | 0 | 0 |  | 0 | 0 |  | 0 | 0 |  |  | 0
1 | 29 | 20 | 0 | 0 | 12.2 | 3.1 | 0 | 12.2 | 0 | 0 |  | 0 | 0 |  | 0 | 0 |  |  | 0
1 | 29 | 21 | 0 | 0 | 11.7 | 2.6 | 0 | 11.7 | 0 | 0 |  | 0 | 0 |  | 0 | 0 |  |  | 0
1 | 29 | 22 | 0 | 0 | 11.7 | 3.1 | 0 | 11.7 | 0 | 0 |  | 0 | 0 |  | 0 | 0 |  |  | 0
1 | 29 | 23 | 0 | 0 | 11.7 | 3.1 | 0 | 11.7 | 0 | 0 |  | 0 | 0 |  | 0 | 0 |  |  | 0
1 | 30 | 0 | 0 | 0 | 11.1 | 1.5 | 0 | 11.1 | 0 | 0 |  | 0 | 0 |  | 0 | 0 |  |  | 0
1 | 30 | 1 | 0 | 0 | 10 | 2.1 | 0 | 10 | 0 | 0 |  | 0 | 0 |  | 0 | 0 |  |  | 0
1 | 30 | 2 | 0 | 0 | 10.6 | 1.5 | 0 | 10.6 | 0 | 0 |  | 0 | 0 |  | 0 | 0 |  |  | 0
1 | 30 | 3 | 0 | 0 | 8.3 | 5.7 | 0 | 8.3 | 0 | 0 |  | 0 | 0 |  | 0 | 0 |  |  | 0
1 | 30 | 4 | 0 | 0 | 7.8 | 6.2 | 0 | 7.8 | 0 | 0 |  | 0 | 0 |  | 0 | 0 |  |  | 0
1 | 30 | 5 | 0 | 0 | 7.2 | 5.7 | 0 | 7.2 | 0 | 0 |  | 0 | 0 |  | 0 | 0 |  |  | 0
1 | 30 | 6 | 0 | 0 | 6.7 | 4.6 | 0 | 6.7 | 0 | 0 |  | 0 | 0 |  | 0 | 0 |  |  | 0
1 | 30 | 7 | 90 | 1 | 5.6 | 5.2 | 25.704 | 4.891 | 195.637 | 136.397 |  | 0 | 0 | 0 | 0 | 0 | 0 |  | 23.9232
1 | 30 | 8 | 20 | 62 | 5.6 | 5.2 | 71.155 | 5.59 | 648.495 | 580.459 |  | 28.4097 | 0.084186 | 0.0079081 | 23.6578 | 0.070105 | 0.0065854 |  | 394.0661
1 | 30 | 9 | 0 | 56 | 6.1 | 5.7 | 49.885 | 5.774 | 457.876 | 393.628 |  | 0 | 0.31039 | 0 | 0 | 0.25755 | 0 |  | 359.4141
1 | 30 | 10 | 35 | 205 | 6.7 | 5.7 | 240.707 | 9.832 | 2179.087 | 2076.148 |  | 443.6436 | 0.3322 | 0.036671 | 378.07 | 0.2831 | 0.031251 |  | 1563.9839
1 | 30 | 11 | 0 | 114 | 7.2 | 5.7 | 103.178 | 8.096 | 939.83 | 865.765 |  | 0 | 0.34136 | 0 | 0 | 0.29699 | 0 |  | 760.3364
1 | 30 | 12 | 102 | 297 | 7.2 | 5.2 | 412.849 | 13.902 | 3688.172 | 3543.003 |  | 1720.2451 | 0.34263 | 0.083454 | 1499.0639 | 0.29858 | 0.072723 |  | 2768.3486
1 | 30 | 13 | 717 | 198 | 9.4 | 6.7 | 932.108 | 24.086 | 8038.988 | 7728.62 |  | 12248.3984 | 0.3426 | 0.26543 | 10672.1603 | 0.29852 | 0.23127 |  | 6909.9506
1 | 30 | 14 | 823 | 103 | 11.7 | 5.7 | 847.517 | 27.108 | 7222.975 | 6948.506 |  | 13278.6224 | 0.34253 | 0.3006 | 11545.1979 | 0.29782 | 0.26136 |  | 6741.7515
1 | 30 | 15 | 567 | 166 | 11.1 | 4.6 | 612.396 | 23.745 | 5259.683 | 5062.288 |  | 7865.3611 | 0.33723 | 0.2455 | 6753.4859 | 0.28956 | 0.21079 |  | 4730.7265
1 | 30 | 16 | 764 | 88 | 10 | 4.1 | 516.297 | 20.999 | 4376.964 | 4209.941 |  | 7988.455 | 0.32308 | 0.27222 | 6738.5739 | 0.27253 | 0.22963 |  | 4349.618
1 | 30 | 17 | 377 | 13 | 9.4 | 6.2 | 140.377 | 11.25 | 1116.544 | 1038.682 |  | 2257.2596 | 0.27998 | 0.25813 | 1903.8375 | 0.23614 | 0.21771 |  | 1220.8291
1 | 30 | 18 | 0 | 0 | 8.3 | 2.1 | 0 | 8.3 | 0 | 0 |  | 0 | 0 |  | 0 | 0 |  |  | 0
1 | 30 | 19 | 0 | 0 | 7.8 | 0 | 0 | 7.8 | 0 | 0 |  | 0 | 0 |  | 0 | 0 |  |  | 0
1 | 30 | 20 | 0 | 0 | 8.3 | 3.6 | 0 | 8.3 | 0 | 0 |  | 0 | 0 |  | 0 | 0 |  |  | 0
1 | 30 | 21 | 0 | 0 | 7.2 | 3.6 | 0 | 7.2 | 0 | 0 |  | 0 | 0 |  | 0 | 0 |  |  | 0
1 | 30 | 22 | 0 | 0 | 6.7 | 1.5 | 0 | 6.7 | 0 | 0 |  | 0 | 0 |  | 0 | 0 |  |  | 0
1 | 30 | 23 | 0 | 0 | 6.7 | 1.5 | 0 | 6.7 | 0 | 0 |  | 0 | 0 |  | 0 | 0 |  |  | 0
1 | 31 | 0 | 0 | 0 | 5 | 0 | 0 | 5 | 0 | 0 |  | 0 | 0 |  | 0 | 0 |  |  | 0
1 | 31 | 1 | 0 | 0 | 5 | 2.1 | 0 | 5 | 0 | 0 |  | 0 | 0 |  | 0 | 0 |  |  | 0
1 | 31 | 2 | 0 | 0 | 4.4 | 2.1 | 0 | 4.4 | 0 | 0 |  | 0 | 0 |  | 0 | 0 |  |  | 0
1 | 31 | 3 | 0 | 0 | 2.8 | 0 | 0 | 2.8 | 0 | 0 |  | 0 | 0 |  | 0 | 0 |  |  | 0
1 | 31 | 4 | 0 | 0 | 2.8 | 0 | 0 | 2.8 | 0 | 0 |  | 0 | 0 |  | 0 | 0 |  |  | 0
1 | 31 | 5 | 0 | 0 | 2.8 | 2.6 | 0 | 2.8 | 0 | 0 |  | 0 | 0 |  | 0 | 0 |  |  | 0
1 | 31 | 6 | 0 | 0 | 2.8 | 3.1 | 0 | 2.8 | 0 | 0 |  | 0 | 0 |  | 0 | 0 |  |  | 0
1 | 31 | 7 | 147 | 1 | 2.8 | 3.1 | 40.575 | 2.292 | 308.908 | 247.533 |  | 0 | 0 | 0 | 0 | 0 | 0 |  | 37.0691
1 | 31 | 8 | 647 | 30 | 4.4 | 2.6 | 329.845 | 11.107 | 2815.577 | 2695.773 |  | 916.738 | 0.084007 | 0.073412 | 763.3536 | 0.069952 | 0.061129 |  | 1608.3086
1 | 31 | 9 | 789 | 56 | 6.7 | 3.1 | 592.935 | 20.087 | 5121.145 | 4928.691 |  | 6980.68 | 0.31044 | 0.27454 | 5793.4145 | 0.25764 | 0.22785 |  | 3736.1205
1 | 31 | 10 | 899 | 65 | 7.8 | 2.6 | 816.698 | 28.142 | 6925.145 | 6663.213 |  | 11408.5839 | 0.33227 | 0.30223 | 9722.9812 | 0.28318 | 0.25758 |  | 5748.562
1 | 31 | 11 | 920 | 84 | 9.4 | 4.1 | 956.386 | 30.282 | 8067.369 | 7755.712 |  | 14223.9089 | 0.34141 | 0.30873 | 12375.6093 | 0.29705 | 0.26862 |  | 7061.258
1 | 31 | 12 | 949 | 74 | 10 | 1.5 | 1013.627 | 40.12 | 8253.901 | 7933.701 |  | 16027.297 | 0.34263 | 0.31635 | 13967.2587 | 0.29859 | 0.27569 |  | 7804.1668
1 | 31 | 13 | 899 | 96 | 10.6 | 2.6 | 974.058 | 35.686 | 8060.382 | 7749.042 |  | 15381.7265 | 0.3426 | 0.30803 | 13401.0821 | 0.29849 | 0.26836 |  | 7658.0003
1 | 31 | 14 | 884 | 86 | 12.2 | 2.6 | 880.945 | 34.909 | 7301.193 | 7023.381 |  | 14288.8945 | 0.34255 | 0.3091 | 12423.315 | 0.29783 | 0.26874 |  | 7088.7152
1 | 31 | 15 | 920 | 66 | 12.2 | 2.1 | 747.856 | 32.826 | 6208.687 | 5975.676 |  | 12790.6694 | 0.33731 | 0.30907 | 10986.5066 | 0.28973 | 0.26547 |  | 6336.5138
1 | 31 | 16 | 739 | 78 | 11.7 | 3.1 | 494.455 | 23.732 | 4151.835 | 3992.133 |  | 7748.4893 | 0.32323 | 0.27607 | 6534.9965 | 0.27261 | 0.23284 |  | 4170.3367
1 | 31 | 17 | 372 | 12 | 11.7 | 0 | 136.598 | 19.814 | 1053.04 | 976.555 |  | 2247.2956 | 0.28166 | 0.26105 | 1892.9622 | 0.23725 | 0.21989 |  | 1203.8371
1 | 31 | 18 | 0 | 0 | 11.1 | 0 | 0 | 11.1 | 0 | 0 |  | 0 | 0 |  | 0 | 0 |  |  | 0
1 | 31 | 19 | 0 | 0 | 9.4 | 2.6 | 0 | 9.4 | 0 | 0 |  | 0 | 0 |  | 0 | 0 |  |  | 0
1 | 31 | 20 | 0 | 0 | 8.3 | 1.5 | 0 | 8.3 | 0 | 0 |  | 0 | 0 |  | 0 | 0 |  |  | 0
1 | 31 | 21 | 0 | 0 | 9.1 | 1.7 | 0 | 9.1 | 0 | 0 |  | 0 | 0 |  | 0 | 0 |  |  | 0
1 | 31 | 22 | 0 | 0 | 9.9 | 2 | 0 | 9.9 | 0 | 0 |  | 0 | 0 |  | 0 | 0 |  |  | 0
1 | 31 | 23 | 0 | 0 | 10.7 | 2.2 | 0 | 10.7 | 0 | 0 |  | 0 | 0 |  | 0 | 0 |  |  | 0
2 | 1 | 0 | 0 | 0 | 11.5 | 2.4 | 0 | 11.5 | 0 | 0 |  | 0 | 0 |  | 0 | 0 |  |  | 0
2 | 1 | 1 | 0 | 0 | 12.3 | 2.6 | 0 | 12.3 | 0 | 0 |  | 0 | 0 |  | 0 | 0 |  |  | 0
2 | 1 | 2 | 0 | 0 | 13.1 | 2.9 | 0 | 13.1 | 0 | 0 |  | 0 | 0 |  | 0 | 0 |  |  | 0
2 | 1 | 3 | 0 | 0 | 13.9 | 3.1 | 0 | 13.9 | 0 | 0 |  | 0 | 0 |  | 0 | 0 |  |  | 0
2 | 1 | 4 | 0 | 0 | 13.3 | 3.1 | 0 | 13.3 | 0 | 0 |  | 0 | 0 |  | 0 | 0 |  |  | 0
2 | 1 | 5 | 0 | 0 | 13.3 | 1.5 | 0 | 13.3 | 0 | 0 |  | 0 | 0 |  | 0 | 0 |  |  | 0
2 | 1 | 6 | 0 | 0 | 12.8 | 1.5 | 0 | 12.8 | 0 | 0 |  | 0 | 0 |  | 0 | 0 |  |  | 0
2 | 1 | 7 | 1 | 10 | 13.3 | 0 | 9.129 | 11.64 | 81.73 | 24.592 |  | 0 | 0 | 0 | 0 | 0 | 0 |  | 24.745
2 | 1 | 8 | 247 | 78 | 13.9 | 2.6 | 204.404 | 17.324 | 1745.647 | 1653.402 |  | 349.4607 | 0.083903 | 0.042307 | 290.9798 | 0.069862 | 0.035227 |  | 988.9245
2 | 1 | 9 | 679 | 94 | 16.1 | 2.1 | 569.497 | 29.998 | 4757.449 | 4577.659 |  | 6012.442 | 0.3105 | 0.24744 | 4990.8974 | 0.25775 | 0.2054 |  | 3511.4031
2 | 1 | 10 | 714 | 126 | 17.8 | 2.1 | 750.963 | 37.356 | 6162.797 | 5931.58 |  | 9072.0207 | 0.33235 | 0.26752 | 7732.1927 | 0.28326 | 0.22801 |  | 5062.5517
2 | 1 | 11 | 760 | 140 | 18.3 | 1.5 | 890.85 | 43.982 | 7148.075 | 6876.787 |  | 11766.6323 | 0.34147 | 0.28144 | 10237.8101 | 0.2971 | 0.24487 |  | 6310.9816
2 | 1 | 12 | 636 | 221 | 20 | 2.6 | 892.638 | 42.434 | 7207.006 | 6933.217 |  | 10756.2451 | 0.34262 | 0.25017 | 9374.018 | 0.29859 | 0.21802 |  | 6382.1208
2 | 1 | 13 | 621 | 215 | 20.6 | 2.1 | 857.851 | 43.611 | 6894.864 | 6634.19 |  | 10641.954 | 0.3426 | 0.25129 | 9270.7304 | 0.29846 | 0.21891 |  | 6290.8847
2 | 1 | 14 | 532 | 202 | 21.1 | 2.6 | 710.331 | 39.155 | 5799.108 | 5581.846 |  | 8614.6908 | 0.34257 | 0.24096 | 7489.8497 | 0.29784 | 0.20949 |  | 5276.04
2 | 1 | 15 | 426 | 163 | 21.1 | 2.1 | 509.202 | 34.916 | 4205.896 | 4044.451 |  | 5935.5706 | 0.33739 | 0.22698 | 5100.1806 | 0.2899 | 0.19503 |  | 3820.2042
2 | 1 | 16 | 256 | 95 | 21.1 | 2.1 | 247.626 | 27.575 | 2069.849 | 1969.665 |  | 2691.3873 | 0.32337 | 0.2022 | 2269.4937 | 0.27268 | 0.17051 |  | 1891.7547
2 | 1 | 17 | 85 | 31 | 20 | 2.6 | 68.344 | 20.76 | 563.825 | 497.487 |  | 517.7984 | 0.28323 | 0.14984 | 435.6108 | 0.23827 | 0.12606 |  | 447.3499
2 | 1 | 18 | 0 | 0 | 18.3 | 2.1 | 0 | 18.3 | 0 | 0 |  | 0 | 0 |  | 0 | 0 |  |  | 0
2 | 1 | 19 | 0 | 0 | 17.8 | 0 | 0 | 17.8 | 0 | 0 |  | 0 | 0 |  | 0 | 0 |  |  | 0
2 | 1 | 20 | 0 | 0 | 16.7 | 0 | 0 | 16.7 | 0 | 0 |  | 0 | 0 |  | 0 | 0 |  |  | 0
2 | 1 | 21 | 0 | 0 | 16.1 | 0 | 0 | 16.1 | 0 | 0 |  | 0 | 0 |  | 0 | 0 |  |  | 0
2 | 1 | 22 | 0 | 0 | 15 | 0 | 0 | 15 | 0 | 0 |  | 0 | 0 |  | 0 | 0 |  |  | 0
2 | 1 | 23 | 0 | 0 | 15 | 0 | 0 | 15 | 0 | 0 |  | 0 | 0 |  | 0 | 0 |  |  | 0
2 | 2 | 0 | 0 | 0 | 13.9 | 3.1 | 0 | 13.9 | 0 | 0 |  | 0 | 0 |  | 0 | 0 |  |  | 0
2 | 2 | 1 | 0 | 0 | 13.3 | 3.1 | 0 | 13.3 | 0 | 0 |  | 0 | 0 |  | 0 | 0 |  |  | 0
2 | 2 | 2 | 0 | 0 | 12.8 | 3.1 | 0 | 12.8 | 0 | 0 |  | 0 | 0 |  | 0 | 0 |  |  | 0
2 | 2 | 3 | 0 | 0 | 12.2 | 2.6 | 0 | 12.2 | 0 | 0 |  | 0 | 0 |  | 0 | 0 |  |  | 0
2 | 2 | 4 | 0 | 0 | 12.2 | 3.1 | 0 | 12.2 | 0 | 0 |  | 0 | 0 |  | 0 | 0 |  |  | 0
2 | 2 | 5 | 0 | 0 | 11.7 | 3.6 | 0 | 11.7 | 0 | 0 |  | 0 | 0 |  | 0 | 0 |  |  | 0
2 | 2 | 6 | 0 | 0 | 11.7 | 3.6 | 0 | 11.7 | 0 | 0 |  | 0 | 0 |  | 0 | 0 |  |  | 0
2 | 2 | 7 | 97 | 16 | 11.7 | 2.6 | 50.16 | 11.312 | 408.297 | 345.013 |  | 0 | 0 | 0 | 0 | 0 | 0 |  | 61.416
2 | 2 | 8 | 547 | 42 | 13.3 | 3.1 | 303.566 | 19.033 | 2534.399 | 2422.215 |  | 773.5741 | 0.083873 | 0.06769 | 644.1126 | 0.069836 | 0.056362 |  | 1453.0006
2 | 2 | 9 | 747 | 63 | 15 | 2.1 | 574.807 | 29.363 | 4807.916 | 4626.396 |  | 6620.823 | 0.31058 | 0.26886 | 5497.2166 | 0.25787 | 0.22324 |  | 3606.2849
2 | 2 | 10 | 838 | 79 | 16.7 | 1.5 | 792.819 | 39.282 | 6458.716 | 6215.812 |  | 10661.3108 | 0.33243 | 0.29436 | 9087.4345 | 0.28335 | 0.25091 |  | 5491.2583
2 | 2 | 11 | 874 | 95 | 18.3 | 1.5 | 938.142 | 45.349 | 7488.663 | 7202.755 |  | 13550.9403 | 0.34153 | 0.30339 | 11790.4352 | 0.29716 | 0.26397 |  | 6825.4223
2 | 2 | 12 | 900 | 93 | 19.4 | 0 | 991.833 | 57.277 | 7564.541 | 7275.321 |  | 15242.6494 | 0.34262 | 0.30874 | 13284.1046 | 0.2986 | 0.26907 |  | 7573.559
2 | 2 | 13 | 841 | 117 | 21.1 | 3.6 | 955.909 | 42.854 | 7704.353 | 7408.981 |  | 14434.7253 | 0.3426 | 0.29901 | 12573.4972 | 0.29843 | 0.26046 |  | 7366.472
2 | 2 | 14 | 802 | 144 | 21.7 | 5.7 | 885.036 | 37.872 | 7257.862 | 6981.905 |  | 13009.8421 | 0.34259 | 0.28571 | 11311.0902 | 0.29785 | 0.2484 |  | 6892.558
2 | 2 | 15 | 683 | 100 | 21.7 | 4.1 | 629.177 | 35.552 | 5177.431 | 4982.978 |  | 9536.6996 | 0.33746 | 0.28459 | 8197.418 | 0.29007 | 0.24463 |  | 5061.0303
2 | 2 | 16 | 653 | 51 | 21.1 | 3.6 | 417.976 | 30.44 | 3424.375 | 3287.148 |  | 6882.9252 | 0.32351 | 0.28735 | 5802.9954 | 0.27275 | 0.24226 |  | 3584.0652
2 | 2 | 17 | 279 | 26 | 20 | 3.1 | 130.63 | 22.603 | 1026.015 | 950.111 |  | 1712.8882 | 0.28468 | 0.23204 | 1439.2864 | 0.23921 | 0.19497 |  | 1011.9653
2 | 2 | 18 | 0 | 0 | 18.3 | 2.6 | 0 | 18.3 | 0 | 0 |  | 0 | 0 |  | 0 | 0 |  |  | 0
2 | 2 | 19 | 0 | 0 | 16.7 | 1.5 | 0 | 16.7 | 0 | 0 |  | 0 | 0 |  | 0 | 0 |  |  | 0
2 | 2 | 20 | 0 | 0 | 16.1 | 1 | 0 | 16.1 | 0 | 0 |  | 0 | 0 |  | 0 | 0 |  |  | 0
2 | 2 | 21 | 0 | 0 | 15.6 | 0 | 0 | 15.6 | 0 | 0 |  | 0 | 0 |  | 0 | 0 |  |  | 0
2 | 2 | 22 | 0 | 0 | 15 | 0 | 0 | 15 | 0 | 0 |  | 0 | 0 |  | 0 | 0 |  |  | 0
2 | 2 | 23 | 0 | 0 | 13.9 | 2.1 | 0 | 13.9 | 0 | 0 |  | 0 | 0 |  | 0 | 0 |  |  | 0
2 | 3 | 0 | 0 | 0 | 13.3 | 2.1 | 0 | 13.3 | 0 | 0 |  | 0 | 0 |  | 0 | 0 |  |  | 0
2 | 3 | 1 | 0 | 0 | 12.2 | 2.1 | 0 | 12.2 | 0 | 0 |  | 0 | 0 |  | 0 | 0 |  |  | 0
2 | 3 | 2 | 0 | 0 | 12.2 | 3.1 | 0 | 12.2 | 0 | 0 |  | 0 | 0 |  | 0 | 0 |  |  | 0
2 | 3 | 3 | 0 | 0 | 11.7 | 3.1 | 0 | 11.7 | 0 | 0 |  | 0 | 0 |  | 0 | 0 |  |  | 0
2 | 3 | 4 | 0 | 0 | 10.6 | 2.6 | 0 | 10.6 | 0 | 0 |  | 0 | 0 |  | 0 | 0 |  |  | 0
2 | 3 | 5 | 0 | 0 | 10 | 3.1 | 0 | 10 | 0 | 0 |  | 0 | 0 |  | 0 | 0 |  |  | 0
2 | 3 | 6 | 0 | 0 | 10 | 3.1 | 0 | 10 | 0 | 0 |  | 0 | 0 |  | 0 | 0 |  |  | 0
2 | 3 | 7 | 94 | 16 | 10 | 3.6 | 49.209 | 9.755 | 402.997 | 339.816 |  | 0 | 0 | 0 | 0 | 0 | 0 |  | 60.392
2 | 3 | 8 | 542 | 44 | 11.7 | 4.1 | 305.649 | 16.942 | 2572.313 | 2459.118 |  | 766.9663 | 0.083915 | 0.066985 | 638.6202 | 0.069873 | 0.055776 |  | 1453.3183
2 | 3 | 9 | 747 | 66 | 13.9 | 3.6 | 578.72 | 26.151 | 4896.56 | 4711.98 |  | 6627.8289 | 0.31066 | 0.26726 | 5504.4918 | 0.25801 | 0.22196 |  | 3628.5114
2 | 3 | 10 | 848 | 83 | 15 | 2.1 | 806.494 | 36.072 | 6648.095 | 6397.554 |  | 10803.1206 | 0.33251 | 0.29319 | 9209.0112 | 0.28345 | 0.24993 |  | 5582.9295
2 | 3 | 11 | 885 | 93 | 17.2 | 1.5 | 937.773 | 44.351 | 7513.904 | 7226.897 |  | 13741.4159 | 0.34158 | 0.30461 | 11956.2653 | 0.29721 | 0.26504 |  | 6898.3004
2 | 3 | 12 | 902 | 97 | 18.9 | 1.5 | 999.703 | 47.968 | 7904.721 | 7600.416 |  | 15298.2928 | 0.34262 | 0.30754 | 13332.5811 | 0.29859 | 0.26802 |  | 7625.8223
2 | 3 | 13 | 904 | 95 | 20.6 | 2.6 | 981.152 | 45.321 | 7834.958 | 7533.778 |  | 15540.368 | 0.3426 | 0.30866 | 13535.1266 | 0.2984 | 0.26884 |  | 7723.9508
2 | 3 | 14 | 874 | 87 | 21.1 | 4.6 | 877.073 | 39.332 | 7153.244 | 6881.738 |  | 14202.5392 | 0.3426 | 0.3086 | 12348.1632 | 0.29787 | 0.26831 |  | 7055.7064
2 | 3 | 15 | 812 | 73 | 21.1 | 1.5 | 687.859 | 41.745 | 5530.175 | 5322.941 |  | 11361.4714 | 0.33753 | 0.30303 | 9769.4037 | 0.29023 | 0.26057 |  | 5722.0295
2 | 3 | 16 | 659 | 53 | 20.6 | 3.1 | 424.106 | 30.741 | 3472.01 | 3333.366 |  | 6963.5146 | 0.32363 | 0.28657 | 5869.9786 | 0.27281 | 0.24157 |  | 3634.7217
2 | 3 | 17 | 278 | 27 | 19.4 | 2.1 | 130.914 | 22.508 | 1028.852 | 952.888 |  | 1719.1806 | 0.28602 | 0.23144 | 1442.9303 | 0.24006 | 0.19425 |  | 1017.7993
2 | 3 | 18 | 0 | 0 | 17.8 | 1.5 | 0 | 17.8 | 0 | 0 |  | 0 | 0 |  | 0 | 0 |  |  | 0
2 | 3 | 19 | 0 | 0 | 16.7 | 0 | 0 | 16.7 | 0 | 0 |  | 0 | 0 |  | 0 | 0 |  |  | 0
2 | 3 | 20 | 0 | 0 | 15.6 | 0 | 0 | 15.6 | 0 | 0 |  | 0 | 0 |  | 0 | 0 |  |  | 0
2 | 3 | 21 | 0 | 0 | 15.6 | 2.1 | 0 | 15.6 | 0 | 0 |  | 0 | 0 |  | 0 | 0 |  |  | 0
2 | 3 | 22 | 0 | 0 | 15 | 2.6 | 0 | 15 | 0 | 0 |  | 0 | 0 |  | 0 | 0 |  |  | 0
2 | 3 | 23 | 0 | 0 | 13.9 | 2.6 | 0 | 13.9 | 0 | 0 |  | 0 | 0 |  | 0 | 0 |  |  | 0
2 | 4 | 0 | 0 | 0 | 15 | 2.1 | 0 | 15 | 0 | 0 |  | 0 | 0 |  | 0 | 0 |  |  | 0
2 | 4 | 1 | 0 | 0 | 13.9 | 2.1 | 0 | 13.9 | 0 | 0 |  | 0 | 0 |  | 0 | 0 |  |  | 0
2 | 4 | 2 | 0 | 0 | 13.3 | 3.1 | 0 | 13.3 | 0 | 0 |  | 0 | 0 |  | 0 | 0 |  |  | 0
2 | 4 | 3 | 0 | 0 | 12.8 | 3.1 | 0 | 12.8 | 0 | 0 |  | 0 | 0 |  | 0 | 0 |  |  | 0
2 | 4 | 4 | 0 | 0 | 11.7 | 0 | 0 | 11.7 | 0 | 0 |  | 0 | 0 |  | 0 | 0 |  |  | 0
2 | 4 | 5 | 0 | 0 | 11.7 | 3.1 | 0 | 11.7 | 0 | 0 |  | 0 | 0 |  | 0 | 0 |  |  | 0
2 | 4 | 6 | 0 | 0 | 10 | 5.7 | 0 | 10 | 0 | 0 |  | 0 | 0 |  | 0 | 0 |  |  | 0
2 | 4 | 7 | 10 | 17 | 10 | 3.6 | 18.55 | 9.039 | 163.859 | 105.21 |  | 0 | 0 | 0 | 0 | 0 | 0 |  | 43.4726
2 | 4 | 8 | 125 | 95 | 10.6 | 3.1 | 164.078 | 12.868 | 1440.533 | 1355.433 |  | 177.1718 | 0.084031 | 0.024968 | 147.5295 | 0.069972 | 0.020791 |  | 813.6141
2 | 4 | 9 | 506 | 124 | 12.2 | 1.5 | 486.16 | 24.985 | 4140.292 | 3980.96 |  | 4494.7832 | 0.31075 | 0.2143 | 3734.0603 | 0.25816 | 0.17803 |  | 2969.2696
2 | 4 | 10 | 478 | 203 | 13.9 | 2.1 | 639.945 | 30.525 | 5386.292 | 5184.322 |  | 6098.0795 | 0.3326 | 0.21034 | 5198.6539 | 0.28354 | 0.17931 |  | 4184.9658
2 | 4 | 11 | 208 | 242 | 14.4 | 1.5 | 457.705 | 28.173 | 3891.397 | 3739.948 |  | 3234.3827 | 0.34164 | 0.14588 | 2814.2143 | 0.29726 | 0.12692 |  | 3091.7752
2 | 4 | 12 | 4 | 243 | 14.4 | 1.5 | 236.457 | 21.164 | 2060.824 | 1960.866 |  | 67.9389 | 0.34261 | 0.0052439 | 59.2082 | 0.29858 | 0.00457 |  | 1654.1914
2 | 4 | 13 | 83 | 281 | 14.4 | 4.6 | 372.577 | 21.064 | 3248.03 | 3115.98 |  | 1429.0523 | 0.3426 | 0.075517 | 1244.5216 | 0.29836 | 0.065765 |  | 2529.1507
2 | 4 | 14 | 638 | 185 | 15.6 | 3.6 | 784.542 | 32.515 | 6561.354 | 6314.326 |  | 10385.2962 | 0.34261 | 0.25947 | 9029.5155 | 0.29789 | 0.2256 |  | 5969.6939
2 | 4 | 15 | 411 | 174 | 16.1 | 2.1 | 511.434 | 30.304 | 4296.446 | 4132.061 |  | 5762.3241 | 0.3376 | 0.21991 | 4956.5986 | 0.2904 | 0.18916 |  | 3812.7241
2 | 4 | 16 | 392 | 106 | 16.1 | 4.1 | 341.84 | 23.137 | 2897.009 | 2774.948 |  | 4152.1355 | 0.32376 | 0.22578 | 3499.5425 | 0.27287 | 0.1903 |  | 2653.14
2 | 4 | 17 | 65 | 37 | 14.4 | 3.1 | 63.994 | 15.135 | 543.645 | 477.707 |  | 404.6883 | 0.28726 | 0.12076 | 339.2941 | 0.24084 | 0.10124 |  | 425.0488
2 | 4 | 18 | 0 | 0 | 13.9 | 2.1 | 0 | 13.9 | 0 | 0 |  | 0 | 0 |  | 0 | 0 |  |  | 0
2 | 4 | 19 | 0 | 0 | 13.3 | 0 | 0 | 13.3 | 0 | 0 |  | 0 | 0 |  | 0 | 0 |  |  | 0
2 | 4 | 20 | 0 | 0 | 13.3 | 2.1 | 0 | 13.3 | 0 | 0 |  | 0 | 0 |  | 0 | 0 |  |  | 0
2 | 4 | 21 | 0 | 0 | 12.2 | 3.1 | 0 | 12.2 | 0 | 0 |  | 0 | 0 |  | 0 | 0 |  |  | 0
2 | 4 | 22 | 0 | 0 | 11.1 | 4.1 | 0 | 11.1 | 0 | 0 |  | 0 | 0 |  | 0 | 0 |  |  | 0
2 | 4 | 23 | 0 | 0 | 10 | 3.6 | 0 | 10 | 0 | 0 |  | 0 | 0 |  | 0 | 0 |  |  | 0
2 | 5 | 0 | 0 | 0 | 8.9 | 3.1 | 0 | 8.9 | 0 | 0 |  | 0 | 0 |  | 0 | 0 |  |  | 0
2 | 5 | 1 | 0 | 0 | 8.9 | 3.6 | 0 | 8.9 | 0 | 0 |  | 0 | 0 |  | 0 | 0 |  |  | 0
2 | 5 | 2 | 0 | 0 | 8.3 | 3.1 | 0 | 8.3 | 0 | 0 |  | 0 | 0 |  | 0 | 0 |  |  | 0
2 | 5 | 3 | 0 | 0 | 7.8 | 4.1 | 0 | 7.8 | 0 | 0 |  | 0 | 0 |  | 0 | 0 |  |  | 0
2 | 5 | 4 | 0 | 0 | 7.2 | 3.6 | 0 | 7.2 | 0 | 0 |  | 0 | 0 |  | 0 | 0 |  |  | 0
2 | 5 | 5 | 0 | 0 | 7.2 | 2.6 | 0 | 7.2 | 0 | 0 |  | 0 | 0 |  | 0 | 0 |  |  | 0
2 | 5 | 6 | 0 | 0 | 6.7 | 2.6 | 0 | 6.7 | 0 | 0 |  | 0 | 0 |  | 0 | 0 |  |  | 0
2 | 5 | 7 | 216 | 13 | 6.7 | 3.6 | 77.837 | 6.928 | 611.748 | 544.451 |  | 0 | 0 | 0 | 0 | 0 | 0 |  | 80.1379
2 | 5 | 8 | 701 | 29 | 9.4 | 4.1 | 352.173 | 15.703 | 2958.315 | 2834.54 |  | 996.2114 | 0.084218 | 0.074615 | 829.5922 | 0.070133 | 0.062135 |  | 1723.7955
2 | 5 | 9 | 853 | 43 | 10.6 | 3.1 | 614.592 | 24.474 | 5226.463 | 5030.258 |  | 7586.861 | 0.31085 | 0.28454 | 6304.8178 | 0.25833 | 0.23645 |  | 3943.357
2 | 5 | 10 | 933 | 55 | 12.2 | 4.1 | 835.375 | 30.039 | 7036.595 | 6770.007 |  | 11920.1747 | 0.33269 | 0.30788 | 10162.8467 | 0.28365 | 0.26249 |  | 5915.8088
2 | 5 | 11 | 961 | 62 | 13.9 | 2.6 | 971.899 | 38.308 | 7964.024 | 7657.048 |  | 14965.7987 | 0.34169 | 0.31806 | 13021.6297 | 0.2973 | 0.27674 |  | 7249.1481
2 | 5 | 12 | 983 | 65 | 16.1 | 3.1 | 1041.452 | 40.985 | 8453.767 | 8124.281 |  | 16719.9938 | 0.34261 | 0.32022 | 14570.8774 | 0.29857 | 0.27906 |  | 8060.8635
2 | 5 | 13 | 849 | 121 | 16.1 | 1.5 | 971.477 | 44.974 | 7768.181 | 7469.978 |  | 14640.3335 | 0.34261 | 0.29827 | 12748.5237 | 0.29834 | 0.25972 |  | 7487.1578
2 | 5 | 14 | 718 | 148 | 17.2 | 3.1 | 819.755 | 37.091 | 6742.585 | 6488.189 |  | 11707.1851 | 0.34263 | 0.27915 | 10179.1812 | 0.29791 | 0.24271 |  | 6325.3013
2 | 5 | 15 | 718 | 88 | 17.2 | 3.1 | 642.396 | 32.716 | 5340.698 | 5140.382 |  | 10086.3335 | 0.33767 | 0.29244 | 8678.9976 | 0.29055 | 0.25163 |  | 5233.0408
2 | 5 | 16 | 689 | 47 | 17.2 | 5.7 | 433.997 | 24.774 | 3627.562 | 3484.238 |  | 7314.8568 | 0.32387 | 0.29197 | 6164.2541 | 0.27293 | 0.24605 |  | 3760.5302
2 | 5 | 17 | 472 | 19 | 16.7 | 3.1 | 175.022 | 20.366 | 1345.607 | 1262.664 |  | 2957.1113 | 0.2884 | 0.26283 | 2476.7484 | 0.24155 | 0.22014 |  | 1573.7807
2 | 5 | 18 | 0 | 0 | 15 | 2.1 | 0 | 15 | 0 | 0 |  | 0 | 0 |  | 0 | 0 |  |  | 0
2 | 5 | 19 | 0 | 0 | 13.9 | 2.6 | 0 | 13.9 | 0 | 0 |  | 0 | 0 |  | 0 | 0 |  |  | 0
2 | 5 | 20 | 0 | 0 | 13.3 | 2.1 | 0 | 13.3 | 0 | 0 |  | 0 | 0 |  | 0 | 0 |  |  | 0
2 | 5 | 21 | 0 | 0 | 13.3 | 2.1 | 0 | 13.3 | 0 | 0 |  | 0 | 0 |  | 0 | 0 |  |  | 0
2 | 5 | 22 | 0 | 0 | 12.2 | 3.6 | 0 | 12.2 | 0 | 0 |  | 0 | 0 |  | 0 | 0 |  |  | 0
2 | 5 | 23 | 0 | 0 | 11.1 | 3.6 | 0 | 11.1 | 0 | 0 |  | 0 | 0 |  | 0 | 0 |  |  | 0
2 | 6 | 0 | 0 | 0 | 11.1 | 3.1 | 0 | 11.1 | 0 | 0 |  | 0 | 0 |  | 0 | 0 |  |  | 0
2 | 6 | 1 | 0 | 0 | 10 | 3.6 | 0 | 10 | 0 | 0 |  | 0 | 0 |  | 0 | 0 |  |  | 0
2 | 6 | 2 | 0 | 0 | 9.4 | 3.6 | 0 | 9.4 | 0 | 0 |  | 0 | 0 |  | 0 | 0 |  |  | 0
2 | 6 | 3 | 0 | 0 | 9.4 | 4.1 | 0 | 9.4 | 0 | 0 |  | 0 | 0 |  | 0 | 0 |  |  | 0
2 | 6 | 4 | 0 | 0 | 9.4 | 4.1 | 0 | 9.4 | 0 | 0 |  | 0 | 0 |  | 0 | 0 |  |  | 0
2 | 6 | 5 | 0 | 0 | 9.4 | 4.1 | 0 | 9.4 | 0 | 0 |  | 0 | 0 |  | 0 | 0 |  |  | 0
2 | 6 | 6 | 0 | 0 | 9.4 | 3.6 | 0 | 9.4 | 0 | 0 |  | 0 | 0 |  | 0 | 0 |  |  | 0
2 | 6 | 7 | 7 | 17 | 9.4 | 4.1 | 17.627 | 8.549 | 157.083 | 98.559 |  | 0 | 0 | 0 | 0 | 0 | 0 |  | 42.5774
2 | 6 | 8 | 74 | 116 | 10.6 | 4.1 | 162.46 | 12.622 | 1439.698 | 1354.616 |  | 105.5482 | 0.084478 | 0.014381 | 87.9032 | 0.070356 | 0.011977 |  | 818.9868
2 | 6 | 9 | 148 | 179 | 12.8 | 2.6 | 294.574 | 18.95 | 2574.873 | 2461.609 |  | 1318.184 | 0.31097 | 0.096666 | 1095.8095 | 0.25851 | 0.080359 |  | 1786.8293
2 | 6 | 10 | 390 | 216 | 15.6 | 7.2 | 569.347 | 23.85 | 4907.247 | 4722.296 |  | 4990.2728 | 0.33279 | 0.18949 | 4254.9338 | 0.28375 | 0.16157 |  | 3754.2682
2 | 6 | 11 | 775 | 177 | 15.6 | 7.2 | 949.906 | 30.139 | 8018.212 | 7708.787 |  | 12087.4366 | 0.34175 | 0.27064 | 10517.1323 | 0.29735 | 0.23548 |  | 6700.9655
2 | 6 | 12 | 508 | 258 | 16.7 | 7.7 | 812.677 | 28.929 | 6892.068 | 6631.511 |  | 8653.1142 | 0.34261 | 0.22301 | 7540.5284 | 0.29856 | 0.19434 |  | 5670.5524
2 | 6 | 13 | 177 | 336 | 15.6 | 7.7 | 544.349 | 23.619 | 4703.485 | 4525.537 |  | 3056.9273 | 0.34261 | 0.11508 | 2661.6536 | 0.29831 | 0.1002 |  | 3639.2549
2 | 6 | 14 | 86 | 168 | 14.4 | 8.2 | 255.026 | 17.611 | 2248.813 | 2144.094 |  | 1404.5654 | 0.34263 | 0.10872 | 1221.3013 | 0.29793 | 0.094533 |  | 1762.0092
2 | 6 | 15 | 70 | 214 | 13.3 | 7.2 | 275.791 | 16.842 | 2435.983 | 2326.403 |  | 985.2245 | 0.33773 | 0.069616 | 848.0447 | 0.2907 | 0.059923 |  | 1877.3075
2 | 6 | 16 | 89 | 100 | 12.2 | 5.7 | 155.838 | 14.151 | 1376.732 | 1293.085 |  | 946.9699 | 0.32398 | 0.11587 | 797.9016 | 0.27298 | 0.097627 |  | 1100.6875
2 | 6 | 17 | 25 | 35 | 11.7 | 4.1 | 43.619 | 11.41 | 382.885 | 320.092 |  | 157.5363 | 0.28945 | 0.066143 | 131.8198 | 0.2422 | 0.055346 |  | 290.3338
2 | 6 | 18 | 0 | 0 | 11.7 | 4.6 | 0 | 11.7 | 0 | 0 |  | 0 | 0 |  | 0 | 0 |  |  | 0
2 | 6 | 19 | 0 | 0 | 11.1 | 5.2 | 0 | 11.1 | 0 | 0 |  | 0 | 0 |  | 0 | 0 |  |  | 0
2 | 6 | 20 | 0 | 0 | 10.6 | 6.2 | 0 | 10.6 | 0 | 0 |  | 0 | 0 |  | 0 | 0 |  |  | 0
2 | 6 | 21 | 0 | 0 | 10 | 6.2 | 0 | 10 | 0 | 0 |  | 0 | 0 |  | 0 | 0 |  |  | 0
2 | 6 | 22 | 0 | 0 | 9.4 | 4.1 | 0 | 9.4 | 0 | 0 |  | 0 | 0 |  | 0 | 0 |  |  | 0
2 | 6 | 23 | 0 | 0 | 7.8 | 3.1 | 0 | 7.8 | 0 | 0 |  | 0 | 0 |  | 0 | 0 |  |  | 0
2 | 7 | 0 | 0 | 0 | 5.6 | 1.5 | 0 | 5.6 | 0 | 0 |  | 0 | 0 |  | 0 | 0 |  |  | 0
2 | 7 | 1 | 0 | 0 | 5 | 2.6 | 0 | 5 | 0 | 0 |  | 0 | 0 |  | 0 | 0 |  |  | 0
2 | 7 | 2 | 0 | 0 | 5 | 1.5 | 0 | 5 | 0 | 0 |  | 0 | 0 |  | 0 | 0 |  |  | 0
2 | 7 | 3 | 0 | 0 | 4.4 | 1.5 | 0 | 4.4 | 0 | 0 |  | 0 | 0 |  | 0 | 0 |  |  | 0
2 | 7 | 4 | 0 | 0 | 4.4 | 3.6 | 0 | 4.4 | 0 | 0 |  | 0 | 0 |  | 0 | 0 |  |  | 0
2 | 7 | 5 | 0 | 0 | 3.9 | 4.1 | 0 | 3.9 | 0 | 0 |  | 0 | 0 |  | 0 | 0 |  |  | 0
2 | 7 | 6 | 0 | 0 | 3.3 | 3.6 | 0 | 3.3 | 0 | 0 |  | 0 | 0 |  | 0 | 0 |  |  | 0
2 | 7 | 7 | 196 | 15 | 3.3 | 4.1 | 75.523 | 3.393 | 606.126 | 538.942 |  | 0 | 0 | 0 | 0 | 0 | 0 |  | 79.9576
2 | 7 | 8 | 659 | 34 | 6.7 | 3.6 | 340.565 | 13.075 | 2891.431 | 2769.525 |  | 944.3263 | 0.08481 | 0.073092 | 786.5535 | 0.07064 | 0.060881 |  | 1661.1532
2 | 7 | 9 | 849 | 50 | 7.8 | 4.6 | 622.08 | 19.717 | 5379.89 | 5178.153 |  | 7573.0111 | 0.31108 | 0.28081 | 6297.7659 | 0.2587 | 0.23352 |  | 3980.1885
2 | 7 | 10 | 927 | 63 | 9.4 | 4.1 | 842.34 | 27.449 | 7161.5 | 6889.644 |  | 11880.0948 | 0.33289 | 0.30465 | 10130.3623 | 0.28386 | 0.25978 |  | 5947.8087
2 | 7 | 11 | 964 | 71 | 11.7 | 4.6 | 988.206 | 31.934 | 8287.416 | 7965.668 |  | 15058.1659 | 0.3418 | 0.31514 | 13101.7985 | 0.29739 | 0.27419 |  | 7349.7034
2 | 7 | 12 | 978 | 75 | 11.7 | 3.1 | 1051.624 | 37.058 | 8660.811 | 8321.563 |  | 16683.0213 | 0.34261 | 0.31698 | 14537.1162 | 0.29854 | 0.2762 |  | 8111.0816
2 | 7 | 13 | 893 | 82 | 13.9 | 3.6 | 959.708 | 36.12 | 7929.773 | 7624.341 |  | 15446.3704 | 0.34261 | 0.31275 | 13447.9133 | 0.29828 | 0.27228 |  | 7594.3562
2 | 7 | 14 | 820 | 137 | 14.4 | 3.1 | 897.757 | 36.12 | 7410.29 | 7127.781 |  | 13413.9868 | 0.34264 | 0.28946 | 11664.4521 | 0.29795 | 0.25171 |  | 7030.0054
2 | 7 | 15 | 393 | 190 | 13.3 | 2.1 | 505.25 | 27.772 | 4284.017 | 4120.036 |  | 5541.5695 | 0.33779 | 0.21006 | 4771.56 | 0.29085 | 0.18087 |  | 3816.8301
2 | 7 | 16 | 672 | 52 | 13.9 | 0 | 432.052 | 32.493 | 3516.941 | 3376.954 |  | 7165.2787 | 0.32408 | 0.28846 | 6036.5449 | 0.27303 | 0.24302 |  | 3721.828
2 | 7 | 17 | 35 | 41 | 12.8 | 1.5 | 54.416 | 14.086 | 471.871 | 407.348 |  | 221.7317 | 0.29041 | 0.07604 | 185.3707 | 0.24279 | 0.06357 |  | 358.2079
2 | 7 | 18 | 0 | 0 | 12.2 | 2.6 | 0 | 12.2 | 0 | 0 |  | 0 | 0 |  | 0 | 0 |  |  | 0
2 | 7 | 19 | 0 | 0 | 12.2 | 2.1 | 0 | 12.2 | 0 | 0 |  | 0 | 0 |  | 0 | 0 |  |  | 0
2 | 7 | 20 | 0 | 0 | 11.7 | 2.1 | 0 | 11.7 | 0 | 0 |  | 0 | 0 |  | 0 | 0 |  |  | 0
2 | 7 | 21 | 0 | 0 | 11.1 | 2.1 | 0 | 11.1 | 0 | 0 |  | 0 | 0 |  | 0 | 0 |  |  | 0
2 | 7 | 22 | 0 | 0 | 11.1 | 0 | 0 | 11.1 | 0 | 0 |  | 0 | 0 |  | 0 | 0 |  |  | 0
2 | 7 | 23 | 0 | 0 | 10.6 | 2.1 | 0 | 10.6 | 0 | 0 |  | 0 | 0 |  | 0 | 0 |  |  | 0
2 | 8 | 0 | 0 | 0 | 9.4 | 1.5 | 0 | 9.4 | 0 | 0 |  | 0 | 0 |  | 0 | 0 |  |  | 0
2 | 8 | 1 | 0 | 0 | 9.4 | 2.6 | 0 | 9.4 | 0 | 0 |  | 0 | 0 |  | 0 | 0 |  |  | 0
2 | 8 | 2 | 0 | 0 | 8.9 | 2.6 | 0 | 8.9 | 0 | 0 |  | 0 | 0 |  | 0 | 0 |  |  | 0
2 | 8 | 3 | 0 | 0 | 8.9 | 2.1 | 0 | 8.9 | 0 | 0 |  | 0 | 0 |  | 0 | 0 |  |  | 0
2 | 8 | 4 | 0 | 0 | 8.3 | 2.6 | 0 | 8.3 | 0 | 0 |  | 0 | 0 |  | 0 | 0 |  |  | 0
2 | 8 | 5 | 0 | 0 | 8.3 | 3.1 | 0 | 8.3 | 0 | 0 |  | 0 | 0 |  | 0 | 0 |  |  | 0
2 | 8 | 6 | 0 | 0 | 8.3 | 2.6 | 0 | 8.3 | 0 | 0 |  | 0 | 0 |  | 0 | 0 |  |  | 0
2 | 8 | 7 | 11 | 33 | 8.3 | 2.6 | 39.988 | 7.383 | 359.963 | 297.611 |  | 0 | 0 | 0 | 0 | 0 | 0 |  | 81.8503
2 | 8 | 8 | 11 | 118 | 8.9 | 3.1 | 126.937 | 10.303 | 1145.128 | 1066.641 |  | 15.8516 | 0.085214 | 0.0024842 | 13.2052 | 0.070987 | 0.0020694 |  | 690.3541
2 | 8 | 9 | 46 | 224 | 9.4 | 3.6 | 273.159 | 14.34 | 2433.03 | 2323.528 |  | 410.9695 | 0.31121 | 0.031418 | 341.8977 | 0.25891 | 0.026138 |  | 1637.8625
2 | 8 | 10 | 11 | 215 | 10 | 2.6 | 215.676 | 14.472 | 1922.902 | 1826.361 |  | 141.1998 | 0.33299 | 0.012056 | 120.4138 | 0.28397 | 0.010282 |  | 1489.9738
2 | 8 | 11 | 6 | 162 | 10 | 4.1 | 155.212 | 12.278 | 1394.234 | 1310.189 |  | 93.8673 | 0.34185 | 0.010692 | 81.6708 | 0.29743 | 0.0093024 |  | 1123.6412
2 | 8 | 12 | 4 | 181 | 7.8 | 5.2 | 172.009 | 9.958 | 1557.15 | 1469.356 |  | 68.3319 | 0.3426 | 0.0070431 | 59.5383 | 0.29852 | 0.0061367 |  | 1240.2803
2 | 8 | 13 | 4 | 174 | 7.2 | 4.1 | 165.134 | 9.578 | 1496.796 | 1410.402 |  | 69.2934 | 0.34262 | 0.0074212 | 60.3238 | 0.29827 | 0.0064606 |  | 1194.068
2 | 8 | 14 | 3 | 172 | 6.7 | 4.6 | 162.996 | 8.853 | 1480.944 | 1394.915 |  | 49.153 | 0.34265 | 0.0053582 | 42.7451 | 0.29798 | 0.0046597 |  | 1170.8548
2 | 8 | 15 | 2 | 214 | 6.7 | 4.6 | 211.453 | 9.851 | 1914.818 | 1818.475 |  | 28.2519 | 0.33784 | 0.0024961 | 24.3341 | 0.29099 | 0.0021499 |  | 1436.579
2 | 8 | 16 | 0 | 84 | 7.2 | 4.1 | 77.362 | 7.726 | 705.541 | 636.347 |  | 0 | 0.32418 | 0 | 0 | 0.27308 | 0 |  | 549.2967
2 | 8 | 17 | 1 | 31 | 7.2 | 2.1 | 28.639 | 6.146 | 262.137 | 201.649 |  | 6.3664 | 0.29129 | 0.0038599 | 5.318 | 0.24332 | 0.0032243 |  | 191.8529
2 | 8 | 18 | 0 | 1 | 7.2 | 2.1 | 0.917 | 5.192 | 8.435 | 0 |  | 0 | 0 | 0 | 0 | 0 | 0 |  | 4.2857
2 | 8 | 19 | 0 | 0 | 7.8 | 1.5 | 0 | 7.8 | 0 | 0 |  | 0 | 0 |  | 0 | 0 |  |  | 0
2 | 8 | 20 | 0 | 0 | 6.7 | 3.1 | 0 | 6.7 | 0 | 0 |  | 0 | 0 |  | 0 | 0 |  |  | 0
2 | 8 | 21 | 0 | 0 | 6.7 | 1.5 | 0 | 6.7 | 0 | 0 |  | 0 | 0 |  | 0 | 0 |  |  | 0
2 | 8 | 22 | 0 | 0 | 7.2 | 2.1 | 0 | 7.2 | 0 | 0 |  | 0 | 0 |  | 0 | 0 |  |  | 0
2 | 8 | 23 | 0 | 0 | 7.8 | 0 | 0 | 7.8 | 0 | 0 |  | 0 | 0 |  | 0 | 0 |  |  | 0
2 | 9 | 0 | 0 | 0 | 7.2 | 3.6 | 0 | 7.2 | 0 | 0 |  | 0 | 0 |  | 0 | 0 |  |  | 0
2 | 9 | 1 | 0 | 0 | 6.7 | 3.1 | 0 | 6.7 | 0 | 0 |  | 0 | 0 |  | 0 | 0 |  |  | 0
2 | 9 | 2 | 0 | 0 | 6.7 | 3.1 | 0 | 6.7 | 0 | 0 |  | 0 | 0 |  | 0 | 0 |  |  | 0
2 | 9 | 3 | 0 | 0 | 6.7 | 2.1 | 0 | 6.7 | 0 | 0 |  | 0 | 0 |  | 0 | 0 |  |  | 0
2 | 9 | 4 | 0 | 0 | 6.7 | 3.1 | 0 | 6.7 | 0 | 0 |  | 0 | 0 |  | 0 | 0 |  |  | 0
2 | 9 | 5 | 0 | 0 | 6.1 | 4.6 | 0 | 6.1 | 0 | 0 |  | 0 | 0 |  | 0 | 0 |  |  | 0
2 | 9 | 6 | 0 | 0 | 6.7 | 3.6 | 0 | 6.7 | 0 | 0 |  | 0 | 0 |  | 0 | 0 |  |  | 0
2 | 9 | 7 | 0 | 15 | 6.7 | 4.1 | 13.322 | 5.351 | 122.445 | 64.56 |  | 0 | 0 | 0 | 0 | 0 | 0 |  | 36.0728
2 | 9 | 8 | 1 | 56 | 6.7 | 3.6 | 51.064 | 6.173 | 467.839 | 403.396 |  | 1.4506 | 0.08569 | 0.00049058 | 1.2086 | 0.071397 | 0.00040875 |  | 318.3198
2 | 9 | 9 | 1 | 118 | 6.7 | 3.6 | 110.042 | 7.652 | 1003.738 | 928.312 |  | 8.9492 | 0.31135 | 0.0014379 | 7.4482 | 0.25913 | 0.0011967 |  | 762.6901
2 | 9 | 10 | 0 | 292 | 7.8 | 4.1 | 292.021 | 12.842 | 2618.252 | 2503.824 |  | 0 | 0.33309 | 0 | 0 | 0.28409 | 0 |  | 1934.4979
2 | 9 | 11 | 1 | 193 | 7.8 | 4.1 | 181.596 | 10.802 | 1639.329 | 1549.609 |  | 15.6688 | 0.3419 | 0.0015394 | 13.6326 | 0.29747 | 0.0013394 |  | 1294.7944
2 | 9 | 12 | 1 | 342 | 8.3 | 5.2 | 339.553 | 13.726 | 3035.374 | 2909.425 |  | 17.1076 | 0.3426 | 0.00095016 | 14.9049 | 0.29849 | 0.00082782 |  | 2292.4455
2 | 9 | 13 | 169 | 277 | 9.4 | 5.2 | 465.625 | 17.501 | 4109.016 | 3950.686 |  | 2932.0326 | 0.34262 | 0.12693 | 2552.3607 | 0.29825 | 0.11049 |  | 3188.16
2 | 9 | 14 | 234 | 268 | 10 | 4.1 | 498.775 | 20.314 | 4356.932 | 4190.567 |  | 3839.8456 | 0.34266 | 0.15192 | 3339.5209 | 0.29801 | 0.13212 |  | 3540.0361
2 | 9 | 15 | 119 | 204 | 11.7 | 4.6 | 309.777 | 17.532 | 2727.868 | 2610.47 |  | 1683.8991 | 0.3379 | 0.1073 | 1450.8427 | 0.29113 | 0.092449 |  | 2132.7537
2 | 9 | 16 | 144 | 139 | 11.1 | 2.6 | 231.088 | 16.075 | 2026.665 | 1927.559 |  | 1541.4681 | 0.32427 | 0.12791 | 1298.3324 | 0.27312 | 0.10774 |  | 1636.4811
2 | 9 | 17 | 43 | 31 | 11.1 | 3.6 | 47.324 | 11.068 | 409.533 | 346.225 |  | 274.9854 | 0.29209 | 0.10704 | 229.5262 | 0.2438 | 0.089346 |  | 322.979
2 | 9 | 18 | 0 | 0 | 10.6 | 1 | 0 | 10.6 | 0 | 0 |  | 0 | 0 |  | 0 | 0 |  |  | 0
2 | 9 | 19 | 0 | 0 | 7.8 | 3.1 | 0 | 7.8 | 0 | 0 |  | 0 | 0 |  | 0 | 0 |  |  | 0
2 | 9 | 20 | 0 | 0 | 8.3 | 3.1 | 0 | 8.3 | 0 | 0 |  | 0 | 0 |  | 0 | 0 |  |  | 0
2 | 9 | 21 | 0 | 0 | 7.2 | 3.1 | 0 | 7.2 | 0 | 0 |  | 0 | 0 |  | 0 | 0 |  |  | 0
2 | 9 | 22 | 0 | 0 | 6.7 | 4.1 | 0 | 6.7 | 0 | 0 |  | 0 | 0 |  | 0 | 0 |  |  | 0
2 | 9 | 23 | 0 | 0 | 6.1 | 3.1 | 0 | 6.1 | 0 | 0 |  | 0 | 0 |  | 0 | 0 |  |  | 0
2 | 10 | 0 | 0 | 0 | 5.6 | 3.1 | 0 | 5.6 | 0 | 0 |  | 0 | 0 |  | 0 | 0 |  |  | 0
2 | 10 | 1 | 0 | 0 | 5 | 2.1 | 0 | 5 | 0 | 0 |  | 0 | 0 |  | 0 | 0 |  |  | 0
2 | 10 | 2 | 0 | 0 | 4.4 | 2.1 | 0 | 4.4 | 0 | 0 |  | 0 | 0 |  | 0 | 0 |  |  | 0
2 | 10 | 3 | 0 | 0 | 3.9 | 2.6 | 0 | 3.9 | 0 | 0 |  | 0 | 0 |  | 0 | 0 |  |  | 0
2 | 10 | 4 | 0 | 0 | 3.9 | 2.1 | 0 | 3.9 | 0 | 0 |  | 0 | 0 |  | 0 | 0 |  |  | 0
2 | 10 | 5 | 0 | 0 | 3.3 | 2.1 | 0 | 3.3 | 0 | 0 |  | 0 | 0 |  | 0 | 0 |  |  | 0
2 | 10 | 6 | 0 | 0 | 2.8 | 2.6 | 0 | 2.8 | 0 | 0 |  | 0 | 0 |  | 0 | 0 |  |  | 0
2 | 10 | 7 | 193 | 18 | 3.3 | 3.1 | 77.779 | 3.329 | 627.528 | 559.914 |  | 0 | 0 | 0 | 0 | 0 | 0 |  | 86.3198
2 | 10 | 8 | 643 | 40 | 5 | 4.1 | 344.386 | 11.108 | 2949.92 | 2826.38 |  | 939.8149 | 0.086239 | 0.072306 | 783.2175 | 0.071869 | 0.060258 |  | 1665.5169
2 | 10 | 9 | 801 | 71 | 6.7 | 3.1 | 622.959 | 20.832 | 5371.846 | 5170.401 |  | 7181.1495 | 0.3115 | 0.26814 | 5979.2313 | 0.25936 | 0.22326 |  | 3923.3692
2 | 10 | 10 | 898 | 82 | 8.3 | 3.1 | 844.458 | 28.235 | 7160.937 | 6889.104 |  | 11565.8408 | 0.3332 | 0.29644 | 9864.983 | 0.2842 | 0.25284 |  | 5923.7348
2 | 10 | 11 | 950 | 79 | 10.6 | 3.1 | 988.375 | 34.252 | 8220.346 | 7901.691 |  | 14908.5525 | 0.34195 | 0.31225 | 12970.9017 | 0.29751 | 0.27166 |  | 7332.4681
2 | 10 | 12 | 964 | 82 | 11.7 | 1.5 | 1050.22 | 42.749 | 8469.608 | 8139.381 |  | 16515.5308 | 0.3426 | 0.31452 | 14387.7337 | 0.29846 | 0.27399 |  | 8081.7758
2 | 10 | 13 | 962 | 81 | 12.2 | 1.5 | 1028.023 | 42.846 | 8286.46 | 7964.756 |  | 16714.743 | 0.34262 | 0.31515 | 14549.8801 | 0.29825 | 0.27433 |  | 8166.2204
2 | 10 | 14 | 908 | 98 | 12.8 | 4.1 | 927.338 | 33.371 | 7730.896 | 7434.349 |  | 14922.3091 | 0.34266 | 0.30645 | 12979.0661 | 0.29804 | 0.26655 |  | 7457.3987
2 | 10 | 15 | 870 | 67 | 12.8 | 2.6 | 722.946 | 31.603 | 6033.237 | 5807.042 |  | 12331.4251 | 0.33795 | 0.30824 | 10627.9492 | 0.29126 | 0.26566 |  | 6125.2222
2 | 10 | 16 | 425 | 114 | 12.8 | 2.6 | 368.802 | 22.415 | 3134.882 | 3006.097 |  | 4557.755 | 0.32436 | 0.22747 | 3838.4535 | 0.27317 | 0.19157 |  | 2896.1603
2 | 10 | 17 | 267 | 41 | 11.1 | 2.6 | 139.296 | 13.91 | 1138.158 | 1059.824 |  | 1714.4628 | 0.29281 | 0.2141 | 1430.0343 | 0.24423 | 0.17858 |  | 1084.5425
2 | 10 | 18 | 7 | 2 | 10 | 2.6 | 3.075 | 8.579 | 24.316 | 0 |  | 0 | 0 | 0 | 0 | 0 | 0 |  | 15.1338
2 | 10 | 19 | 0 | 0 | 9.4 | 1 | 0 | 9.4 | 0 | 0 |  | 0 | 0 |  | 0 | 0 |  |  | 0
2 | 10 | 20 | 0 | 0 | 8.9 | 0 | 0 | 8.9 | 0 | 0 |  | 0 | 0 |  | 0 | 0 |  |  | 0
2 | 10 | 21 | 0 | 0 | 7.8 | 0 | 0 | 7.8 | 0 | 0 |  | 0 | 0 |  | 0 | 0 |  |  | 0
2 | 10 | 22 | 0 | 0 | 7.2 | 0 | 0 | 7.2 | 0 | 0 |  | 0 | 0 |  | 0 | 0 |  |  | 0
2 | 10 | 23 | 0 | 0 | 6.7 | 0 | 0 | 6.7 | 0 | 0 |  | 0 | 0 |  | 0 | 0 |  |  | 0
2 | 11 | 0 | 0 | 0 | 5.6 | 1.5 | 0 | 5.6 | 0 | 0 |  | 0 | 0 |  | 0 | 0 |  |  | 0
2 | 11 | 1 | 0 | 0 | 4.4 | 1.5 | 0 | 4.4 | 0 | 0 |  | 0 | 0 |  | 0 | 0 |  |  | 0
2 | 11 | 2 | 0 | 0 | 3.9 | 2.6 | 0 | 3.9 | 0 | 0 |  | 0 | 0 |  | 0 | 0 |  |  | 0
2 | 11 | 3 | 0 | 0 | 3.3 | 2.6 | 0 | 3.3 | 0 | 0 |  | 0 | 0 |  | 0 | 0 |  |  | 0
2 | 11 | 4 | 0 | 0 | 3.3 | 2.1 | 0 | 3.3 | 0 | 0 |  | 0 | 0 |  | 0 | 0 |  |  | 0
2 | 11 | 5 | 0 | 0 | 3.3 | 1.5 | 0 | 3.3 | 0 | 0 |  | 0 | 0 |  | 0 | 0 |  |  | 0
2 | 11 | 6 | 0 | 0 | 2.8 | 2.1 | 0 | 2.8 | 0 | 0 |  | 0 | 0 |  | 0 | 0 |  |  | 0
2 | 11 | 7 | 251 | 15 | 3.3 | 1.5 | 87.13 | 3.565 | 685.407 | 616.622 |  | 0 | 0 | 0 | 0 | 0 | 0 |  | 92.1423
2 | 11 | 8 | 723 | 32 | 6.1 | 2.6 | 367.105 | 13.889 | 3106.755 | 2978.775 |  | 1065.7711 | 0.086861 | 0.0764 | 888.4019 | 0.072405 | 0.063686 |  | 1802.413
2 | 11 | 9 | 875 | 47 | 7.8 | 2.6 | 637.739 | 23.15 | 5451.371 | 5247.029 |  | 7859.3363 | 0.31165 | 0.28388 | 6546.8458 | 0.25961 | 0.23647 |  | 4095.4679
2 | 11 | 10 | 942 | 59 | 10.6 | 3.6 | 853.371 | 29.733 | 7197.637 | 6924.247 |  | 12153.6785 | 0.33331 | 0.30722 | 10367.3158 | 0.28432 | 0.26206 |  | 6043.452
2 | 11 | 11 | 946 | 93 | 12.2 | 2.6 | 1002.554 | 37.456 | 8241.85 | 7922.205 |  | 14868.9995 | 0.342 | 0.30747 | 12936.1464 | 0.29754 | 0.2675 |  | 7407.1198
2 | 11 | 12 | 959 | 100 | 13.9 | 1.5 | 1068.015 | 45.285 | 8531.687 | 8198.544 |  | 16453.4713 | 0.3426 | 0.30884 | 14332.3287 | 0.29844 | 0.26903 |  | 8173.7991
2 | 11 | 13 | 909 | 141 | 14.4 | 2.1 | 1057.634 | 43.087 | 8517.729 | 8185.244 |  | 15816.9489 | 0.34263 | 0.29528 | 13768.3003 | 0.29825 | 0.25703 |  | 8157.4558
2 | 11 | 14 | 874 | 136 | 15.6 | 1.5 | 947.298 | 43.939 | 7597.142 | 7306.494 |  | 14384.5657 | 0.34266 | 0.29285 | 12512.4881 | 0.29807 | 0.25474 |  | 7466.0674
2 | 11 | 15 | 821 | 114 | 15.6 | 2.1 | 751.66 | 36.372 | 6169.788 | 5938.297 |  | 11655.6149 | 0.338 | 0.28801 | 10048.4407 | 0.29139 | 0.2483 |  | 6126.2344
2 | 11 | 16 | 581 | 86 | 15.6 | 2.1 | 425.384 | 27.501 | 3538.636 | 3397.998 |  | 6241.4444 | 0.32444 | 0.26277 | 5255.9144 | 0.27321 | 0.22128 |  | 3507.2003
2 | 11 | 17 | 146 | 46 | 13.9 | 1.5 | 102.429 | 16.597 | 849.274 | 777.114 |  | 940.9717 | 0.29346 | 0.16739 | 784.3644 | 0.24462 | 0.13953 |  | 737.6839
2 | 11 | 18 | 3 | 1 | 13.3 | 2.1 | 1.443 | 11.692 | 11.439 | 0 |  | 0 | 0 | 0 | 0 | 0 | 0 |  | 7.1101
2 | 11 | 19 | 0 | 0 | 12.8 | 0 | 0 | 12.8 | 0 | 0 |  | 0 | 0 |  | 0 | 0 |  |  | 0
2 | 11 | 20 | 0 | 0 | 12.2 | 0 | 0 | 12.2 | 0 | 0 |  | 0 | 0 |  | 0 | 0 |  |  | 0
2 | 11 | 21 | 0 | 0 | 11.1 | 0 | 0 | 11.1 | 0 | 0 |  | 0 | 0 |  | 0 | 0 |  |  | 0
2 | 11 | 22 | 0 | 0 | 11.1 | 0 | 0 | 11.1 | 0 | 0 |  | 0 | 0 |  | 0 | 0 |  |  | 0
2 | 11 | 23 | 0 | 0 | 10 | 2.1 | 0 | 10 | 0 | 0 |  | 0 | 0 |  | 0 | 0 |  |  | 0
2 | 12 | 0 | 0 | 0 | 9.4 | 2.1 | 0 | 9.4 | 0 | 0 |  | 0 | 0 |  | 0 | 0 |  |  | 0
2 | 12 | 1 | 0 | 0 | 10 | 1.5 | 0 | 10 | 0 | 0 |  | 0 | 0 |  | 0 | 0 |  |  | 0
2 | 12 | 2 | 0 | 0 | 8.9 | 0 | 0 | 8.9 | 0 | 0 |  | 0 | 0 |  | 0 | 0 |  |  | 0
2 | 12 | 3 | 0 | 0 | 7.8 | 0 | 0 | 7.8 | 0 | 0 |  | 0 | 0 |  | 0 | 0 |  |  | 0
2 | 12 | 4 | 0 | 0 | 7.2 | 0 | 0 | 7.2 | 0 | 0 |  | 0 | 0 |  | 0 | 0 |  |  | 0
2 | 12 | 5 | 0 | 0 | 6.7 | 2.1 | 0 | 6.7 | 0 | 0 |  | 0 | 0 |  | 0 | 0 |  |  | 0
2 | 12 | 6 | 0 | 0 | 6.1 | 0 | 0 | 6.1 | 0 | 0 |  | 0 | 0 |  | 0 | 0 |  |  | 0
2 | 12 | 7 | 227 | 18 | 6.7 | 2.6 | 85.587 | 6.96 | 674.707 | 606.14 |  | 0 | 0 | 0 | 0 | 0 | 0 |  | 94.1941
2 | 12 | 8 | 677 | 40 | 8.3 | 2.6 | 359.982 | 15.889 | 3033.992 | 2908.082 |  | 1007.4276 | 0.087557 | 0.074043 | 840.0011 | 0.073006 | 0.061738 |  | 1747.5231
2 | 12 | 9 | 754 | 78 | 10.6 | 2.6 | 601.298 | 24.967 | 5113.301 | 4921.125 |  | 6785.8574 | 0.31182 | 0.26243 | 5655.2695 | 0.25986 | 0.21871 |  | 3775.7589
2 | 12 | 10 | 786 | 119 | 13.9 | 4.6 | 808.323 | 30.079 | 6811.728 | 6554.491 |  | 10159.0045 | 0.33343 | 0.27669 | 8666.6233 | 0.28444 | 0.23604 |  | 5512.2027
2 | 12 | 11 | 905 | 126 | 15.6 | 1.5 | 1012.878 | 44.803 | 8103.168 | 7789.88 |  | 14246.8727 | 0.34204 | 0.29517 | 12394.5192 | 0.29757 | 0.25679 |  | 7342.7115
2 | 12 | 12 | 895 | 155 | 17.8 | 2.1 | 1078.746 | 46.628 | 8573.968 | 8238.832 |  | 15377.388 | 0.3426 | 0.29002 | 13393.6723 | 0.29841 | 0.25261 |  | 8050.4051
2 | 12 | 13 | 832 | 149 | 18.3 | 1.5 | 1000.669 | 47.89 | 7914.484 | 7609.74 |  | 14497.966 | 0.34264 | 0.28918 | 12620.4087 | 0.29826 | 0.25173 |  | 7609.1432
2 | 12 | 14 | 865 | 132 | 18.3 | 1.5 | 929.57 | 45.814 | 7402.633 | 7120.456 |  | 14256.6973 | 0.34267 | 0.29374 | 12402.4437 | 0.2981 | 0.25553 |  | 7381.158
2 | 12 | 15 | 608 | 149 | 18.9 | 1.5 | 629.277 | 38.263 | 5133.408 | 4940.521 |  | 8645.026 | 0.33805 | 0.25886 | 7455.0775 | 0.29152 | 0.22323 |  | 4972.3655
2 | 12 | 16 | 489 | 92 | 19.4 | 1.5 | 378.522 | 30.82 | 3116.328 | 2988.075 |  | 5261.6437 | 0.32451 | 0.25003 | 4430.4347 | 0.27325 | 0.21053 |  | 3084.0753
2 | 12 | 17 | 216 | 43 | 17.8 | 0 | 125.523 | 24.33 | 999.242 | 923.912 |  | 1396.758 | 0.29404 | 0.19931 | 1163.6229 | 0.24496 | 0.16605 |  | 939.8711
2 | 12 | 18 | 11 | 3 | 16.7 | 0 | 4.657 | 14.796 | 35.86 | 0 |  | 0 | 0 | 0 | 0 | 0 | 0 |  | 23.2331
2 | 12 | 19 | 0 | 0 | 15.6 | 0 | 0 | 15.6 | 0 | 0 |  | 0 | 0 |  | 0 | 0 |  |  | 0
2 | 12 | 20 | 0 | 0 | 13.9 | 0 | 0 | 13.9 | 0 | 0 |  | 0 | 0 |  | 0 | 0 |  |  | 0
2 | 12 | 21 | 0 | 0 | 12.8 | 1.5 | 0 | 12.8 | 0 | 0 |  | 0 | 0 |  | 0 | 0 |  |  | 0
2 | 12 | 22 | 0 | 0 | 12.2 | 0 | 0 | 12.2 | 0 | 0 |  | 0 | 0 |  | 0 | 0 |  |  | 0
2 | 12 | 23 | 0 | 0 | 11.7 | 2.6 | 0 | 11.7 | 0 | 0 |  | 0 | 0 |  | 0 | 0 |  |  | 0
2 | 13 | 0 | 0 | 0 | 11.1 | 3.1 | 0 | 11.1 | 0 | 0 |  | 0 | 0 |  | 0 | 0 |  |  | 0
2 | 13 | 1 | 0 | 0 | 11.1 | 3.1 | 0 | 11.1 | 0 | 0 |  | 0 | 0 |  | 0 | 0 |  |  | 0
2 | 13 | 2 | 0 | 0 | 10.6 | 4.1 | 0 | 10.6 | 0 | 0 |  | 0 | 0 |  | 0 | 0 |  |  | 0
2 | 13 | 3 | 0 | 0 | 10.6 | 4.1 | 0 | 10.6 | 0 | 0 |  | 0 | 0 |  | 0 | 0 |  |  | 0
2 | 13 | 4 | 0 | 0 | 10.6 | 3.6 | 0 | 10.6 | 0 | 0 |  | 0 | 0 |  | 0 | 0 |  |  | 0
2 | 13 | 5 | 0 | 0 | 10.6 | 3.1 | 0 | 10.6 | 0 | 0 |  | 0 | 0 |  | 0 | 0 |  |  | 0
2 | 13 | 6 | 0 | 0 | 10.6 | 4.1 | 0 | 10.6 | 0 | 0 |  | 0 | 0 |  | 0 | 0 |  |  | 0
2 | 13 | 7 | 15 | 34 | 11.1 | 3.1 | 40.92 | 10.325 | 362.92 | 300.512 |  | 0 | 0 | 0 | 0 | 0 | 0 |  | 85.4383
2 | 13 | 8 | 128 | 82 | 11.7 | 4.6 | 145.428 | 13.307 | 1271.327 | 1190.052 |  | 192.4571 | 0.088328 | 0.029682 | 160.5226 | 0.073672 | 0.024757 |  | 751.9967
2 | 13 | 9 | 1 | 178 | 12.8 | 4.1 | 172.645 | 15.342 | 1534.858 | 1447.582 |  | 9.0183 | 0.31199 | 0.00096207 | 7.5194 | 0.26013 | 0.00080217 |  | 1149.287
2 | 13 | 10 | 7 | 217 | 14.4 | 2.1 | 212.994 | 18.825 | 1871.189 | 1775.913 |  | 90.6385 | 0.33354 | 0.0077706 | 77.3308 | 0.28457 | 0.0066297 |  | 1480.2502
2 | 13 | 11 | 10 | 263 | 15 | 2.1 | 261.889 | 20.873 | 2284.73 | 2179.087 |  | 157.6711 | 0.34209 | 0.01105 | 137.1664 | 0.2976 | 0.0096133 |  | 1826.834
2 | 13 | 12 | 106 | 313 | 17.8 | 2.6 | 429.775 | 27.585 | 3662.504 | 3518.118 |  | 1823.822 | 0.3426 | 0.083831 | 1588.3893 | 0.29838 | 0.07301 |  | 2923.0062
2 | 13 | 13 | 181 | 351 | 18.3 | 2.1 | 562.811 | 32.681 | 4709.649 | 4531.491 |  | 3158.4717 | 0.34264 | 0.11425 | 2749.5504 | 0.29828 | 0.099457 |  | 3785.8554
2 | 13 | 14 | 426 | 240 | 20 | 1.5 | 664.185 | 38.97 | 5428.065 | 5224.575 |  | 7030.9143 | 0.34267 | 0.2123 | 6117.0619 | 0.29813 | 0.1847 |  | 4808.1299
2 | 13 | 15 | 567 | 152 | 20.6 | 1.5 | 602.901 | 38.261 | 4919.154 | 4733.79 |  | 8074 | 0.33809 | 0.25341 | 6964.5305 | 0.29163 | 0.21859 |  | 4729.1318
2 | 13 | 16 | 312 | 125 | 19.4 | 2.1 | 311.399 | 27.834 | 2604.779 | 2490.713 |  | 3362.2286 | 0.32458 | 0.1987 | 2830.8549 | 0.27329 | 0.1673 |  | 2403.9708
2 | 13 | 17 | 39 | 57 | 18.3 | 1.5 | 73.987 | 19.73 | 632.849 | 565.128 |  | 252.94 | 0.29455 | 0.065678 | 210.6129 | 0.24526 | 0.054687 |  | 470.2178
2 | 13 | 18 | 10 | 4 | 17.2 | 1.5 | 5.381 | 15.55 | 42.704 | 0 |  | 0 | 0 | 0 | 0 | 0 | 0 |  | 26.619
2 | 13 | 19 | 0 | 0 | 15.6 | 0 | 0 | 15.6 | 0 | 0 |  | 0 | 0 |  | 0 | 0 |  |  | 0
2 | 13 | 20 | 0 | 0 | 14.4 | 1.5 | 0 | 14.4 | 0 | 0 |  | 0 | 0 |  | 0 | 0 |  |  | 0
2 | 13 | 21 | 0 | 0 | 13.9 | 0 | 0 | 13.9 | 0 | 0 |  | 0 | 0 |  | 0 | 0 |  |  | 0
2 | 13 | 22 | 0 | 0 | 12.8 | 1.5 | 0 | 12.8 | 0 | 0 |  | 0 | 0 |  | 0 | 0 |  |  | 0
2 | 13 | 23 | 0 | 0 | 13.9 | 2.1 | 0 | 13.9 | 0 | 0 |  | 0 | 0 |  | 0 | 0 |  |  | 0
2 | 14 | 0 | 0 | 0 | 12.8 | 4.1 | 0 | 12.8 | 0 | 0 |  | 0 | 0 |  | 0 | 0 |  |  | 0
2 | 14 | 1 | 0 | 0 | 11.7 | 3.1 | 0 | 11.7 | 0 | 0 |  | 0 | 0 |  | 0 | 0 |  |  | 0
2 | 14 | 2 | 0 | 0 | 11.7 | 3.1 | 0 | 11.7 | 0 | 0 |  | 0 | 0 |  | 0 | 0 |  |  | 0
2 | 14 | 3 | 0 | 0 | 11.1 | 2.6 | 0 | 11.1 | 0 | 0 |  | 0 | 0 |  | 0 | 0 |  |  | 0
2 | 14 | 4 | 0 | 0 | 10.6 | 3.6 | 0 | 10.6 | 0 | 0 |  | 0 | 0 |  | 0 | 0 |  |  | 0
2 | 14 | 5 | 0 | 0 | 10.6 | 3.1 | 0 | 10.6 | 0 | 0 |  | 0 | 0 |  | 0 | 0 |  |  | 0
2 | 14 | 6 | 0 | 0 | 10 | 1.5 | 0 | 10 | 0 | 0 |  | 0 | 0 |  | 0 | 0 |  |  | 0
2 | 14 | 7 | 139 | 24 | 11.7 | 3.6 | 68.922 | 11.635 | 554.991 | 488.828 |  | 0 | 0 | 0 | 0 | 0 | 0 |  | 89.4646
2 | 14 | 8 | 82 | 147 | 12.8 | 2.6 | 200.546 | 16.293 | 1757.952 | 1665.413 |  | 124.6894 | 0.089175 | 0.013678 | 104.0362 | 0.074404 | 0.011413 |  | 1016.9034
2 | 14 | 9 | 187 | 185 | 15 | 4.1 | 323.934 | 20.991 | 2810.4 | 2690.739 |  | 1690.0434 | 0.31217 | 0.11173 | 1409.8433 | 0.26041 | 0.093204 |  | 2005.1268
2 | 14 | 10 | 737 | 129 | 17.2 | 3.1 | 780.783 | 34.696 | 6472.202 | 6228.758 |  | 9560.5286 | 0.33366 | 0.26987 | 8157.6175 | 0.2847 | 0.23027 |  | 5298.0478
2 | 14 | 11 | 856 | 110 | 19.4 | 4.1 | 950.686 | 39.773 | 7749.64 | 7452.261 |  | 13517.8167 | 0.34213 | 0.2985 | 11759.4406 | 0.29762 | 0.25967 |  | 6902.1086
2 | 14 | 12 | 802 | 126 | 21.7 | 3.1 | 957.437 | 44.448 | 7672.697 | 7378.724 |  | 13818.5881 | 0.34261 | 0.29433 | 12033.6186 | 0.29835 | 0.25631 |  | 7145.6676
2 | 14 | 13 | 269 | 274 | 23.3 | 3.1 | 575.074 | 37.493 | 4728.814 | 4550.003 |  | 4700.6088 | 0.34265 | 0.16726 | 4092.2817 | 0.2983 | 0.14561 |  | 3974.8863
2 | 14 | 14 | 269 | 215 | 23.3 | 1.5 | 482.771 | 37.328 | 3969.802 | 3815.893 |  | 4445.6503 | 0.34267 | 0.18324 | 3868.2085 | 0.29816 | 0.15944 |  | 3462.589
2 | 14 | 15 | 86 | 232 | 23.3 | 1.5 | 304.481 | 32.073 | 2549.839 | 2437.244 |  | 1226.3628 | 0.33814 | 0.077584 | 1058.1177 | 0.29175 | 0.066941 |  | 2108.4843
2 | 14 | 16 | 157 | 142 | 22.8 | 2.1 | 239.209 | 28.42 | 2009.198 | 1910.527 |  | 1694.2935 | 0.32465 | 0.13368 | 1426.4221 | 0.27332 | 0.11255 |  | 1728.5253
2 | 14 | 17 | 20 | 53 | 21.7 | 1.5 | 62.012 | 22.551 | 530.175 | 464.504 |  | 130.0513 | 0.295 | 0.040347 | 108.2392 | 0.24552 | 0.03358 |  | 386.2899
2 | 14 | 18 | 8 | 7 | 20.6 | 2.1 | 7.774 | 19.215 | 64.171 | 7.354 |  | 0 | 0 | 0 | 0 | 0 | 0 |  | 37.6696
2 | 14 | 19 | 0 | 0 | 20 | 2.1 | 0 | 20 | 0 | 0 |  | 0 | 0 |  | 0 | 0 |  |  | 0
2 | 14 | 20 | 0 | 0 | 18.9 | 2.6 | 0 | 18.9 | 0 | 0 |  | 0 | 0 |  | 0 | 0 |  |  | 0
2 | 14 | 21 | 0 | 0 | 17.8 | 3.1 | 0 | 17.8 | 0 | 0 |  | 0 | 0 |  | 0 | 0 |  |  | 0
2 | 14 | 22 | 0 | 0 | 17.2 | 1.5 | 0 | 17.2 | 0 | 0 |  | 0 | 0 |  | 0 | 0 |  |  | 0
2 | 14 | 23 | 0 | 0 | 16.7 | 0 | 0 | 16.7 | 0 | 0 |  | 0 | 0 |  | 0 | 0 |  |  | 0
2 | 15 | 0 | 0 | 0 | 16.7 | 0 | 0 | 16.7 | 0 | 0 |  | 0 | 0 |  | 0 | 0 |  |  | 0
2 | 15 | 1 | 0 | 0 | 15.6 | 2.1 | 0 | 15.6 | 0 | 0 |  | 0 | 0 |  | 0 | 0 |  |  | 0
2 | 15 | 2 | 0 | 0 | 15.6 | 2.6 | 0 | 15.6 | 0 | 0 |  | 0 | 0 |  | 0 | 0 |  |  | 0
2 | 15 | 3 | 0 | 0 | 15 | 4.6 | 0 | 15 | 0 | 0 |  | 0 | 0 |  | 0 | 0 |  |  | 0
2 | 15 | 4 | 0 | 0 | 14.4 | 3.6 | 0 | 14.4 | 0 | 0 |  | 0 | 0 |  | 0 | 0 |  |  | 0
2 | 15 | 5 | 0 | 0 | 14.4 | 4.1 | 0 | 14.4 | 0 | 0 |  | 0 | 0 |  | 0 | 0 |  |  | 0
2 | 15 | 6 | 0 | 0 | 15 | 2.6 | 0 | 15 | 0 | 0 |  | 0 | 0 |  | 0 | 0 |  |  | 0
2 | 15 | 7 | 12 | 20 | 16.1 | 3.1 | 21.557 | 14.955 | 186.304 | 127.238 |  | 0 | 0 | 0 | 0 | 0 | 0 |  | 51.2457
2 | 15 | 8 | 5 | 81 | 16.1 | 3.1 | 77.94 | 16.359 | 689.38 | 620.515 |  | 7.696 | 0.090098 | 0.0017741 | 6.4238 | 0.075204 | 0.0014808 |  | 469.9442
2 | 15 | 9 | 6 | 160 | 17.2 | 3.1 | 155.842 | 19.5 | 1365.573 | 1282.179 |  | 54.3465 | 0.31235 | 0.0063385 | 45.3592 | 0.2607 | 0.0052903 |  | 1055.8323
2 | 15 | 10 | 8 | 219 | 17.8 | 3.6 | 215.342 | 21.532 | 1874.254 | 1778.902 |  | 103.9719 | 0.33378 | 0.0088045 | 88.7237 | 0.28483 | 0.0075132 |  | 1499.9356
2 | 15 | 11 | 1 | 247 | 18.9 | 2.6 | 236.019 | 23.762 | 2038.554 | 1939.152 |  | 15.8166 | 0.34217 | 0.0012154 | 13.7587 | 0.29765 | 0.0010572 |  | 1655.4399
2 | 15 | 12 | 4 | 338 | 18.9 | 2.6 | 334.845 | 26.274 | 2866.821 | 2745.599 |  | 69.0171 | 0.34261 | 0.0038457 | 60.0965 | 0.29832 | 0.0033487 |  | 2289.5381
2 | 15 | 13 | 7 | 285 | 19.4 | 2.1 | 281.145 | 26.192 | 2407.744 | 2298.905 |  | 122.4873 | 0.34265 | 0.0079953 | 106.644 | 0.29833 | 0.0069611 |  | 1959.9897
2 | 15 | 14 | 2 | 162 | 17.8 | 3.1 | 151.28 | 20.52 | 1321.383 | 1238.986 |  | 33.0959 | 0.34267 | 0.0038477 | 28.8 | 0.29819 | 0.0033482 |  | 1096.915
2 | 15 | 15 | 1 | 128 | 16.1 | 3.1 | 118.204 | 17.67 | 1042.587 | 966.327 |  | 14.2793 | 0.33818 | 0.0021116 | 12.3233 | 0.29185 | 0.0018224 |  | 858.3921
2 | 15 | 16 | 0 | 81 | 15.6 | 2.1 | 73.553 | 16.075 | 652.316 | 584.203 |  | 0 | 0.32471 | 0 | 0 | 0.27336 | 0 |  | 530.2119
2 | 15 | 17 | 0 | 28 | 14.4 | 1.5 | 24.898 | 13.26 | 222.922 | 163.171 |  | 0 | 0.29538 | 0 | 0 | 0.24574 | 0 |  | 170.8727
2 | 15 | 18 | 0 | 1 | 13.9 | 2.6 | 0.917 | 12.149 | 8.243 | 0 |  | 0 | 0 | 0 | 0 | 0 | 0 |  | 4.3067
2 | 15 | 19 | 0 | 0 | 12.8 | 2.1 | 0 | 12.8 | 0 | 0 |  | 0 | 0 |  | 0 | 0 |  |  | 0
2 | 15 | 20 | 0 | 0 | 13.3 | 2.1 | 0 | 13.3 | 0 | 0 |  | 0 | 0 |  | 0 | 0 |  |  | 0
2 | 15 | 21 | 0 | 0 | 12.2 | 2.1 | 0 | 12.2 | 0 | 0 |  | 0 | 0 |  | 0 | 0 |  |  | 0
2 | 15 | 22 | 0 | 0 | 12.2 | 1.5 | 0 | 12.2 | 0 | 0 |  | 0 | 0 |  | 0 | 0 |  |  | 0
2 | 15 | 23 | 0 | 0 | 12.2 | 2.1 | 0 | 12.2 | 0 | 0 |  | 0 | 0 |  | 0 | 0 |  |  | 0
2 | 16 | 0 | 0 | 0 | 12.2 | 1.5 | 0 | 12.2 | 0 | 0 |  | 0 | 0 |  | 0 | 0 |  |  | 0
2 | 16 | 1 | 0 | 0 | 12.2 | 0 | 0 | 12.2 | 0 | 0 |  | 0 | 0 |  | 0 | 0 |  |  | 0
2 | 16 | 2 | 0 | 0 | 12.2 | 0 | 0 | 12.2 | 0 | 0 |  | 0 | 0 |  | 0 | 0 |  |  | 0
2 | 16 | 3 | 0 | 0 | 12.2 | 0 | 0 | 12.2 | 0 | 0 |  | 0 | 0 |  | 0 | 0 |  |  | 0
2 | 16 | 4 | 0 | 0 | 12.2 | 2.1 | 0 | 12.2 | 0 | 0 |  | 0 | 0 |  | 0 | 0 |  |  | 0
2 | 16 | 5 | 0 | 0 | 12.2 | 1.5 | 0 | 12.2 | 0 | 0 |  | 0 | 0 |  | 0 | 0 |  |  | 0
2 | 16 | 6 | 0 | 0 | 11.7 | 0 | 0 | 11.7 | 0 | 0 |  | 0 | 0 |  | 0 | 0 |  |  | 0
2 | 16 | 7 | 2 | 27 | 12.2 | 0 | 25.833 | 9.252 | 233.452 | 173.504 |  | 0 | 0 | 0 | 0 | 0 | 0 |  | 66.1704
2 | 16 | 8 | 102 | 135 | 12.2 | 1.5 | 191.129 | 15.828 | 1672.58 | 1582.074 |  | 159.0572 | 0.091099 | 0.018006 | 132.8208 | 0.076072 | 0.015036 |  | 996.3387
2 | 16 | 9 | 136 | 210 | 14.4 | 0 | 318.805 | 26.542 | 2716.699 | 2599.605 |  | 1234.686 | 0.31255 | 0.082448 | 1031.0395 | 0.261 | 0.068849 |  | 1946.6158
2 | 16 | 10 | 48 | 263 | 16.7 | 2.1 | 311.589 | 24.239 | 2685.836 | 2569.582 |  | 625.0131 | 0.33389 | 0.039862 | 533.4044 | 0.28496 | 0.034019 |  | 2033.7452
2 | 16 | 11 | 7 | 276 | 17.2 | 0 | 271.889 | 28.588 | 2308.848 | 2202.583 |  | 110.8889 | 0.34221 | 0.0074854 | 96.4571 | 0.29767 | 0.0065112 |  | 1892.3848
2 | 16 | 12 | 15 | 339 | 17.8 | 2.6 | 346.301 | 25.556 | 2972.375 | 2848.204 |  | 259.1733 | 0.34261 | 0.013969 | 225.6552 | 0.2983 | 0.012162 |  | 2382.9859
2 | 16 | 13 | 220 | 341 | 18.3 | 4.1 | 587.287 | 30.248 | 4957.454 | 4770.756 |  | 3854.7278 | 0.34266 | 0.13223 | 3356.435 | 0.29836 | 0.11514 |  | 4036.6418
2 | 16 | 14 | 204 | 359 | 18.3 | 4.6 | 577.368 | 29.8 | 4879.755 | 4695.758 |  | 3380.0048 | 0.34267 | 0.11772 | 2941.5705 | 0.29822 | 0.10245 |  | 3938.4768
2 | 16 | 15 | 662 | 171 | 18.9 | 3.1 | 694.237 | 34.988 | 5732.578 | 5517.819 |  | 9465.0335 | 0.33822 | 0.25607 | 8170.4213 | 0.29196 | 0.22105 |  | 5495.2695
2 | 16 | 16 | 493 | 89 | 18.9 | 2.6 | 382.023 | 28.696 | 3169.934 | 3040.142 |  | 5333.8006 | 0.32477 | 0.25283 | 4489.9798 | 0.27339 | 0.21284 |  | 3098.031
2 | 16 | 17 | 299 | 45 | 18.3 | 3.1 | 151.904 | 21.297 | 1207.773 | 1127.909 |  | 1952.4268 | 0.29571 | 0.21778 | 1623.774 | 0.24593 | 0.18112 |  | 1217.504
2 | 16 | 18 | 9 | 2 | 16.7 | 1.5 | 3.319 | 15.306 | 24.903 | 0 |  | 0 | 0 | 0 | 0 | 0 | 0 |  | 17.0862
2 | 16 | 19 | 0 | 0 | 16.1 | 0 | 0 | 16.1 | 0 | 0 |  | 0 | 0 |  | 0 | 0 |  |  | 0
2 | 16 | 20 | 0 | 0 | 15 | 0 | 0 | 15 | 0 | 0 |  | 0 | 0 |  | 0 | 0 |  |  | 0
2 | 16 | 21 | 0 | 0 | 15 | 2.6 | 0 | 15 | 0 | 0 |  | 0 | 0 |  | 0 | 0 |  |  | 0
2 | 16 | 22 | 0 | 0 | 13.9 | 1.5 | 0 | 13.9 | 0 | 0 |  | 0 | 0 |  | 0 | 0 |  |  | 0
2 | 16 | 23 | 0 | 0 | 15 | 4.1 | 0 | 15 | 0 | 0 |  | 0 | 0 |  | 0 | 0 |  |  | 0
2 | 17 | 0 | 0 | 0 | 13.3 | 3.1 | 0 | 13.3 | 0 | 0 |  | 0 | 0 |  | 0 | 0 |  |  | 0
2 | 17 | 1 | 0 | 0 | 12.8 | 3.6 | 0 | 12.8 | 0 | 0 |  | 0 | 0 |  | 0 | 0 |  |  | 0
2 | 17 | 2 | 0 | 0 | 11.7 | 4.1 | 0 | 11.7 | 0 | 0 |  | 0 | 0 |  | 0 | 0 |  |  | 0
2 | 17 | 3 | 0 | 0 | 11.1 | 4.1 | 0 | 11.1 | 0 | 0 |  | 0 | 0 |  | 0 | 0 |  |  | 0
2 | 17 | 4 | 0 | 0 | 10.6 | 3.6 | 0 | 10.6 | 0 | 0 |  | 0 | 0 |  | 0 | 0 |  |  | 0
2 | 17 | 5 | 0 | 0 | 10.6 | 2.1 | 0 | 10.6 | 0 | 0 |  | 0 | 0 |  | 0 | 0 |  |  | 0
2 | 17 | 6 | 0 | 0 | 10 | 2.1 | 0 | 10 | 0 | 0 |  | 0 | 0 |  | 0 | 0 |  |  | 0
2 | 17 | 7 | 113 | 28 | 10 | 2.1 | 62.178 | 9.66 | 509.336 | 444.077 |  | 0 | 0 | 0 | 0 | 0 | 0 |  | 94.5081
2 | 17 | 8 | 563 | 57 | 12.8 | 3.6 | 331.668 | 18.934 | 2782.862 | 2663.958 |  | 890.2124 | 0.092179 | 0.070373 | 743.7259 | 0.077011 | 0.058793 |  | 1604.2465
2 | 17 | 9 | 624 | 116 | 15 | 3.6 | 563.402 | 26.955 | 4765.587 | 4585.52 |  | 5678.4608 | 0.31275 | 0.2342 | 4744.3683 | 0.26131 | 0.19567 |  | 3481.7233
2 | 17 | 10 | 644 | 188 | 16.7 | 2.6 | 764.375 | 35.398 | 6322.105 | 6084.633 |  | 8401.6583 | 0.33402 | 0.23989 | 7170.954 | 0.28509 | 0.20475 |  | 5147.7344
2 | 17 | 11 | 861 | 125 | 18.9 | 2.1 | 975.355 | 44.485 | 7812.819 | 7512.628 |  | 13660.5404 | 0.34224 | 0.29392 | 11882.1706 | 0.29769 | 0.25566 |  | 7065.8677
2 | 17 | 12 | 863 | 142 | 20.6 | 2.6 | 1038.207 | 46.568 | 8253.885 | 7933.685 |  | 14931.5594 | 0.34261 | 0.29257 | 12999.5217 | 0.29828 | 0.25471 |  | 7760.347
2 | 17 | 13 | 807 | 158 | 21.7 | 3.1 | 990.776 | 45.375 | 7911.558 | 7606.946 |  | 14158.2129 | 0.34266 | 0.28537 | 12329.2462 | 0.2984 | 0.24851 |  | 7513.9882
2 | 17 | 14 | 580 | 204 | 21.7 | 1.5 | 761.1 | 44.623 | 6090.097 | 5861.705 |  | 9621.3859 | 0.34267 | 0.24805 | 8374.1846 | 0.29825 | 0.2159 |  | 5749.1325
2 | 17 | 15 | 484 | 154 | 22.8 | 1.5 | 544.653 | 39.17 | 4430.844 | 4262.043 |  | 6928.4741 | 0.33825 | 0.24253 | 5982.1187 | 0.29205 | 0.2094 |  | 4214.2529
2 | 17 | 16 | 509 | 89 | 22.2 | 1.5 | 390.659 | 33.607 | 3184.61 | 3054.395 |  | 5513.0495 | 0.32482 | 0.2547 | 4640.6439 | 0.27342 | 0.21439 |  | 3182.4707
2 | 17 | 17 | 228 | 41 | 21.1 | 0 | 125.083 | 27.704 | 979.403 | 904.497 |  | 1491.1872 | 0.29598 | 0.20738 | 1239.8269 | 0.24609 | 0.17242 |  | 969.8557
2 | 17 | 18 | 7 | 3 | 19.4 | 0 | 3.891 | 17.592 | 30.772 | 0 |  | 0 | 0 | 0 | 0 | 0 | 0 |  | 19.5044
2 | 17 | 19 | 0 | 0 | 19.4 | 1.5 | 0 | 19.4 | 0 | 0 |  | 0 | 0 |  | 0 | 0 |  |  | 0
2 | 17 | 20 | 0 | 0 | 17.8 | 0 | 0 | 17.8 | 0 | 0 |  | 0 | 0 |  | 0 | 0 |  |  | 0
2 | 17 | 21 | 0 | 0 | 16.7 | 0 | 0 | 16.7 | 0 | 0 |  | 0 | 0 |  | 0 | 0 |  |  | 0
2 | 17 | 22 | 0 | 0 | 16.1 | 0 | 0 | 16.1 | 0 | 0 |  | 0 | 0 |  | 0 | 0 |  |  | 0
2 | 17 | 23 | 0 | 0 | 15.6 | 2.6 | 0 | 15.6 | 0 | 0 |  | 0 | 0 |  | 0 | 0 |  |  | 0
2 | 18 | 0 | 0 | 0 | 14.4 | 2.1 | 0 | 14.4 | 0 | 0 |  | 0 | 0 |  | 0 | 0 |  |  | 0
2 | 18 | 1 | 0 | 0 | 13.9 | 2.6 | 0 | 13.9 | 0 | 0 |  | 0 | 0 |  | 0 | 0 |  |  | 0
2 | 18 | 2 | 0 | 0 | 13.9 | 2.1 | 0 | 13.9 | 0 | 0 |  | 0 | 0 |  | 0 | 0 |  |  | 0
2 | 18 | 3 | 0 | 0 | 13.3 | 3.1 | 0 | 13.3 | 0 | 0 |  | 0 | 0 |  | 0 | 0 |  |  | 0
2 | 18 | 4 | 0 | 0 | 12.8 | 3.6 | 0 | 12.8 | 0 | 0 |  | 0 | 0 |  | 0 | 0 |  |  | 0
2 | 18 | 5 | 0 | 0 | 12.8 | 3.6 | 0 | 12.8 | 0 | 0 |  | 0 | 0 |  | 0 | 0 |  |  | 0
2 | 18 | 6 | 0 | 0 | 12.8 | 5.2 | 0 | 12.8 | 0 | 0 |  | 0 | 0 |  | 0 | 0 |  |  | 0
2 | 18 | 7 | 92 | 31 | 12.2 | 4.1 | 60.948 | 11.975 | 504.192 | 439.035 |  | 0 | 0 | 0 | 0 | 0 | 0 |  | 97.5096
2 | 18 | 8 | 546 | 67 | 13.3 | 3.1 | 335.403 | 19.821 | 2811.479 | 2691.788 |  | 876.1458 | 0.09334 | 0.067897 | 732.3549 | 0.078022 | 0.056754 |  | 1626.2439
2 | 18 | 9 | 680 | 114 | 16.1 | 2.6 | 598.906 | 30.232 | 5006.515 | 4818.102 |  | 6203.1573 | 0.31296 | 0.24038 | 5185.5223 | 0.26162 | 0.20094 |  | 3720.5076
2 | 18 | 10 | 835 | 80 | 18.9 | 2.6 | 796.992 | 38.395 | 6517.235 | 6271.984 |  | 10914.5239 | 0.33414 | 0.29607 | 9316.7021 | 0.28522 | 0.25273 |  | 5597.2675
2 | 18 | 11 | 769 | 139 | 21.1 | 2.1 | 910.99 | 45.111 | 7280.286 | 7003.37 |  | 12219.7416 | 0.34228 | 0.28419 | 10628.4867 | 0.29771 | 0.24718 |  | 6501.6547
2 | 18 | 12 | 764 | 154 | 22.2 | 1.5 | 961.508 | 49.996 | 7544.977 | 7256.613 |  | 13236.5866 | 0.34262 | 0.28332 | 11523.1351 | 0.29826 | 0.24665 |  | 7067.2772
2 | 18 | 13 | 630 | 262 | 23.3 | 2.1 | 928.213 | 48.079 | 7336.726 | 7057.389 |  | 11066.8558 | 0.34267 | 0.24032 | 9638.259 | 0.29843 | 0.20929 |  | 6798.6724
2 | 18 | 14 | 368 | 230 | 23.9 | 3.1 | 586.803 | 38.281 | 4808.188 | 4626.66 |  | 6111.6674 | 0.34267 | 0.20433 | 5319.9378 | 0.29828 | 0.17786 |  | 4322.6083
2 | 18 | 15 | 151 | 200 | 23.9 | 3.1 | 325.15 | 31.508 | 2725.94 | 2608.595 |  | 2164.0515 | 0.33829 | 0.12807 | 1868.8497 | 0.29214 | 0.1106 |  | 2327.232
2 | 18 | 16 | 298 | 116 | 23.3 | 2.1 | 292.159 | 30.368 | 2421.698 | 2312.493 |  | 3230.9511 | 0.32486 | 0.20149 | 2719.5577 | 0.27344 | 0.16959 |  | 2283.0696
2 | 18 | 17 | 233 | 44 | 23.3 | 1.5 | 129.813 | 26.375 | 1022.585 | 946.755 |  | 1525.8335 | 0.2962 | 0.2045 | 1268.3484 | 0.24622 | 0.16999 |  | 1004.4854
2 | 18 | 18 | 12 | 7 | 21.7 | 0 | 8.347 | 20.261 | 66.93 | 10.062 |  | 0 | 0 | 0 | 0 | 0 | 0 |  | 41.4115
2 | 18 | 19 | 0 | 0 | 20.6 | 2.1 | 0 | 20.6 | 0 | 0 |  | 0 | 0 |  | 0 | 0 |  |  | 0
2 | 18 | 20 | 0 | 0 | 19.4 | 1.5 | 0 | 19.4 | 0 | 0 |  | 0 | 0 |  | 0 | 0 |  |  | 0
2 | 18 | 21 | 0 | 0 | 18.3 | 1.5 | 0 | 18.3 | 0 | 0 |  | 0 | 0 |  | 0 | 0 |  |  | 0
2 | 18 | 22 | 0 | 0 | 17.8 | 2.1 | 0 | 17.8 | 0 | 0 |  | 0 | 0 |  | 0 | 0 |  |  | 0
2 | 18 | 23 | 0 | 0 | 16.7 | 2.6 | 0 | 16.7 | 0 | 0 |  | 0 | 0 |  | 0 | 0 |  |  | 0
2 | 19 | 0 | 0 | 0 | 16.1 | 1.5 | 0 | 16.1 | 0 | 0 |  | 0 | 0 |  | 0 | 0 |  |  | 0
2 | 19 | 1 | 0 | 0 | 15.6 | 2.6 | 0 | 15.6 | 0 | 0 |  | 0 | 0 |  | 0 | 0 |  |  | 0
2 | 19 | 2 | 0 | 0 | 14.4 | 3.1 | 0 | 14.4 | 0 | 0 |  | 0 | 0 |  | 0 | 0 |  |  | 0
2 | 19 | 3 | 0 | 0 | 14.4 | 2.6 | 0 | 14.4 | 0 | 0 |  | 0 | 0 |  | 0 | 0 |  |  | 0
2 | 19 | 4 | 0 | 0 | 13.9 | 3.1 | 0 | 13.9 | 0 | 0 |  | 0 | 0 |  | 0 | 0 |  |  | 0
2 | 19 | 5 | 0 | 0 | 14.4 | 3.1 | 0 | 14.4 | 0 | 0 |  | 0 | 0 |  | 0 | 0 |  |  | 0
2 | 19 | 6 | 0 | 0 | 14.4 | 4.1 | 0 | 14.4 | 0 | 0 |  | 0 | 0 |  | 0 | 0 |  |  | 0
2 | 19 | 7 | 13 | 30 | 14.4 | 5.2 | 33.432 | 13.725 | 292.684 | 231.617 |  | 0 | 0 | 0 | 0 | 0 | 0 |  | 77.0037
2 | 19 | 8 | 304 | 98 | 15.6 | 5.2 | 248.887 | 19.123 | 2114.807 | 2013.494 |  | 495.4673 | 0.094584 | 0.047717 | 414.3869 | 0.079106 | 0.039909 |  | 1252.4619
2 | 19 | 9 | 623 | 162 | 17.2 | 3.1 | 608.454 | 30.57 | 5085.472 | 4894.281 |  | 5697.408 | 0.31318 | 0.21341 | 4765.3092 | 0.26194 | 0.17849 |  | 3785.2529
2 | 19 | 10 | 543 | 201 | 18.9 | 3.1 | 695.534 | 35.09 | 5760.23 | 5544.433 |  | 7111.5434 | 0.33426 | 0.22344 | 6071.1072 | 0.28536 | 0.19075 |  | 4633.2896
2 | 19 | 11 | 643 | 208 | 21.7 | 3.1 | 868.55 | 41.909 | 7025.202 | 6759.092 |  | 10233.237 | 0.34231 | 0.25072 | 8900.2824 | 0.29772 | 0.21807 |  | 6055.716
2 | 19 | 12 | 618 | 251 | 22.8 | 3.1 | 918.73 | 44.474 | 7362.131 | 7081.701 |  | 10721.4006 | 0.34262 | 0.24109 | 9333.0873 | 0.29825 | 0.20987 |  | 6567.8986
2 | 19 | 13 | 267 | 265 | 23.3 | 2.1 | 562.036 | 39.011 | 4596.016 | 4421.703 |  | 4695.9965 | 0.34267 | 0.17004 | 4090.2473 | 0.29847 | 0.14811 |  | 3912.6249
2 | 19 | 14 | 245 | 283 | 23.9 | 0 | 522.8 | 45.368 | 4173.176 | 4012.787 |  | 4073.4239 | 0.34267 | 0.15231 | 3546.0681 | 0.2983 | 0.13259 |  | 3747.2777
2 | 19 | 15 | 128 | 267 | 23.9 | 0 | 373.954 | 40.283 | 3038.538 | 2912.5 |  | 1836.4073 | 0.33832 | 0.094439 | 1586.2051 | 0.29223 | 0.081572 |  | 2622.3679
2 | 19 | 16 | 49 | 167 | 23.9 | 2.1 | 200.122 | 28.729 | 1691.377 | 1600.426 |  | 531.748 | 0.3249 | 0.051109 | 447.5669 | 0.27347 | 0.043018 |  | 1344.2905
2 | 19 | 17 | 19 | 70 | 22.8 | 1.5 | 80.931 | 24.076 | 690.985 | 622.088 |  | 124.5436 | 0.29636 | 0.030412 | 103.5093 | 0.24631 | 0.025275 |  | 487.472
2 | 19 | 18 | 0 | 3 | 21.7 | 1.5 | 2.752 | 20.145 | 24.065 | 0 |  | 0 | 0 | 0 | 0 | 0 | 0 |  | 12.9065
2 | 19 | 19 | 0 | 0 | 20.6 | 1.5 | 0 | 20.6 | 0 | 0 |  | 0 | 0 |  | 0 | 0 |  |  | 0
2 | 19 | 20 | 0 | 0 | 20 | 0 | 0 | 20 | 0 | 0 |  | 0 | 0 |  | 0 | 0 |  |  | 0
2 | 19 | 21 | 0 | 0 | 19.4 | 0 | 0 | 19.4 | 0 | 0 |  | 0 | 0 |  | 0 | 0 |  |  | 0
2 | 19 | 22 | 0 | 0 | 19.4 | 1.5 | 0 | 19.4 | 0 | 0 |  | 0 | 0 |  | 0 | 0 |  |  | 0
2 | 19 | 23 | 0 | 0 | 18.9 | 2.1 | 0 | 18.9 | 0 | 0 |  | 0 | 0 |  | 0 | 0 |  |  | 0
2 | 20 | 0 | 0 | 0 | 18.3 | 2.1 | 0 | 18.3 | 0 | 0 |  | 0 | 0 |  | 0 | 0 |  |  | 0
2 | 20 | 1 | 0 | 0 | 17.8 | 1.5 | 0 | 17.8 | 0 | 0 |  | 0 | 0 |  | 0 | 0 |  |  | 0
2 | 20 | 2 | 0 | 0 | 17.8 | 2.1 | 0 | 17.8 | 0 | 0 |  | 0 | 0 |  | 0 | 0 |  |  | 0
2 | 20 | 3 | 0 | 0 | 17.2 | 2.1 | 0 | 17.2 | 0 | 0 |  | 0 | 0 |  | 0 | 0 |  |  | 0
2 | 20 | 4 | 0 | 0 | 16.7 | 2.1 | 0 | 16.7 | 0 | 0 |  | 0 | 0 |  | 0 | 0 |  |  | 0
2 | 20 | 5 | 0 | 0 | 15 | 3.1 | 0 | 15 | 0 | 0 |  | 0 | 0 |  | 0 | 0 |  |  | 0
2 | 20 | 6 | 0 | 0 | 15 | 3.1 | 0 | 15 | 0 | 0 |  | 0 | 0 |  | 0 | 0 |  |  | 0
2 | 20 | 7 | 178 | 26 | 15.6 | 2.6 | 78.846 | 15.824 | 615.555 | 548.182 |  | 0 | 0 | 0 | 0 | 0 | 0 |  | 106.8635
2 | 20 | 8 | 588 | 56 | 17.2 | 2.6 | 342.632 | 24.322 | 2821.844 | 2701.868 |  | 974.1549 | 0.095911 | 0.074381 | 815.2395 | 0.080265 | 0.062247 |  | 1668.7688
2 | 20 | 9 | 766 | 80 | 18.9 | 4.1 | 616.601 | 31.457 | 5127.913 | 4935.22 |  | 7023.1032 | 0.3134 | 0.26393 | 5877.3034 | 0.26227 | 0.22087 |  | 3893.6265
2 | 20 | 10 | 854 | 98 | 20.6 | 4.1 | 842.89 | 38.402 | 6893.321 | 6632.711 |  | 11206.5725 | 0.33438 | 0.28988 | 9568.0778 | 0.28549 | 0.2475 |  | 5849.4652
2 | 20 | 11 | 901 | 110 | 22.2 | 3.6 | 998.681 | 44.522 | 7998.766 | 7690.221 |  | 14361.1049 | 0.34234 | 0.30092 | 12489.93 | 0.29774 | 0.26171 |  | 7284.1024
2 | 20 | 12 | 895 | 133 | 23.3 | 6.2 | 1062.555 | 41.756 | 8601.475 | 8265.039 |  | 15547.4059 | 0.34262 | 0.29693 | 13533.7725 | 0.29825 | 0.25848 |  | 7981.1078
2 | 20 | 13 | 892 | 129 | 23.3 | 4.1 | 1036.053 | 45.827 | 8259.079 | 7938.64 |  | 15707.1463 | 0.34267 | 0.29856 | 13682.5238 | 0.2985 | 0.26007 |  | 8026.7897
2 | 20 | 14 | 863 | 120 | 23.9 | 5.7 | 920.371 | 40.828 | 7468.23 | 7183.21 |  | 14363.6552 | 0.34266 | 0.29789 | 12505.2228 | 0.29833 | 0.25935 |  | 7350.7413
2 | 20 | 15 | 579 | 165 | 23.9 | 6.2 | 626.824 | 34.817 | 5180.47 | 4985.909 |  | 8315.2564 | 0.33835 | 0.25017 | 7183.6252 | 0.29231 | 0.21613 |  | 4925.2514
2 | 20 | 16 | 360 | 117 | 23.3 | 3.1 | 336.002 | 31.253 | 2773.95 | 2655.291 |  | 3909.882 | 0.32494 | 0.21512 | 3290.8054 | 0.27349 | 0.18106 |  | 2609.7162
2 | 20 | 17 | 123 | 59 | 21.7 | 6.7 | 107.205 | 22.826 | 881.692 | 808.854 |  | 806.7774 | 0.29647 | 0.13865 | 670.4437 | 0.24637 | 0.11522 |  | 749.0736
2 | 20 | 18 | 5 | 5 | 20 | 3.6 | 5.366 | 18.863 | 44.608 | 0 |  | 0 | 0 | 0 | 0 | 0 | 0 |  | 26.1808
2 | 20 | 19 | 0 | 0 | 17.8 | 2.1 | 0 | 17.8 | 0 | 0 |  | 0 | 0 |  | 0 | 0 |  |  | 0
2 | 20 | 20 | 0 | 0 | 16.7 | 2.6 | 0 | 16.7 | 0 | 0 |  | 0 | 0 |  | 0 | 0 |  |  | 0
2 | 20 | 21 | 0 | 0 | 15.6 | 1.5 | 0 | 15.6 | 0 | 0 |  | 0 | 0 |  | 0 | 0 |  |  | 0
2 | 20 | 22 | 0 | 0 | 14.4 | 2.1 | 0 | 14.4 | 0 | 0 |  | 0 | 0 |  | 0 | 0 |  |  | 0
2 | 20 | 23 | 0 | 0 | 13.3 | 2.1 | 0 | 13.3 | 0 | 0 |  | 0 | 0 |  | 0 | 0 |  |  | 0
2 | 21 | 0 | 0 | 0 | 12.8 | 0 | 0 | 12.8 | 0 | 0 |  | 0 | 0 |  | 0 | 0 |  |  | 0
2 | 21 | 1 | 0 | 0 | 12.2 | 2.1 | 0 | 12.2 | 0 | 0 |  | 0 | 0 |  | 0 | 0 |  |  | 0
2 | 21 | 2 | 0 | 0 | 11.1 | 1.5 | 0 | 11.1 | 0 | 0 |  | 0 | 0 |  | 0 | 0 |  |  | 0
2 | 21 | 3 | 0 | 0 | 10.6 | 0 | 0 | 10.6 | 0 | 0 |  | 0 | 0 |  | 0 | 0 |  |  | 0
2 | 21 | 4 | 0 | 0 | 10 | 0 | 0 | 10 | 0 | 0 |  | 0 | 0 |  | 0 | 0 |  |  | 0
2 | 21 | 5 | 0 | 0 | 9.4 | 2.1 | 0 | 9.4 | 0 | 0 |  | 0 | 0 |  | 0 | 0 |  |  | 0
2 | 21 | 6 | 0 | 0 | 8.9 | 2.1 | 0 | 8.9 | 0 | 0 |  | 0 | 0 |  | 0 | 0 |  |  | 0
2 | 21 | 7 | 201 | 25 | 10 | 2.1 | 84.485 | 10.287 | 666.715 | 598.31 |  | 0 | 0 | 0 | 0 | 0 | 0 |  | 110.8193
2 | 21 | 8 | 639 | 53 | 12.2 | 2.6 | 361.362 | 19.805 | 3019.346 | 2893.851 |  | 1076.9728 | 0.097324 | 0.077769 | 901.88 | 0.081501 | 0.065126 |  | 1774.0949
2 | 21 | 9 | 794 | 75 | 13.9 | 2.1 | 630.241 | 29.891 | 5270.351 | 5072.572 |  | 7298.8662 | 0.31362 | 0.26824 | 6111.3915 | 0.2626 | 0.2246 |  | 3992.5937
2 | 21 | 10 | 880 | 92 | 16.7 | 0 | 858.467 | 49.366 | 6738.056 | 6483.846 |  | 11570.5056 | 0.3345 | 0.29352 | 9879.9193 | 0.28563 | 0.25063 |  | 5977.122
2 | 21 | 11 | 910 | 102 | 18.3 | 2.1 | 989.407 | 44.521 | 7924.549 | 7619.353 |  | 14526.4437 | 0.34237 | 0.304 | 12633.1934 | 0.29775 | 0.26438 |  | 7305.7619
2 | 21 | 12 | 934 | 107 | 20.6 | 3.1 | 1061.731 | 45.769 | 8466.588 | 8136.502 |  | 16245.9229 | 0.34263 | 0.30634 | 14141.695 | 0.29825 | 0.26666 |  | 8126.0114
2 | 21 | 13 | 932 | 105 | 21.7 | 4.1 | 1038.015 | 44.318 | 8321.857 | 7998.515 |  | 16430.3396 | 0.34267 | 0.30733 | 14313.9918 | 0.29853 | 0.26775 |  | 8196.3974
2 | 21 | 14 | 903 | 97 | 22.2 | 1.5 | 921.768 | 49.39 | 7242.009 | 6966.729 |  | 15044.6214 | 0.34266 | 0.30705 | 13099.2028 | 0.29835 | 0.26734 |  | 7507.7606
2 | 21 | 15 | 846 | 83 | 23.3 | 2.6 | 735.632 | 42.047 | 5913.55 | 5691.945 |  | 12161.1553 | 0.33838 | 0.30179 | 10507.8698 | 0.29238 | 0.26076 |  | 6149.1799
2 | 21 | 16 | 728 | 62 | 23.3 | 3.6 | 476.846 | 34.155 | 3864.667 | 3714.052 |  | 7912.2407 | 0.32497 | 0.28665 | 6659.2718 | 0.27351 | 0.24126 |  | 4136.5468
2 | 21 | 17 | 438 | 37 | 22.2 | 3.6 | 186.461 | 26.052 | 1431.09 | 1346.205 |  | 2873.8878 | 0.29653 | 0.24702 | 2388.0997 | 0.2464 | 0.20526 |  | 1610.6443
2 | 21 | 18 | 21 | 6 | 19.4 | 2.6 | 8.73 | 18.456 | 66.164 | 9.31 |  | 0 | 0 | 0 | 0 | 0 | 0 |  | 45.4025
2 | 21 | 19 | 0 | 0 | 18.9 | 1.5 | 0 | 18.9 | 0 | 0 |  | 0 | 0 |  | 0 | 0 |  |  | 0
2 | 21 | 20 | 0 | 0 | 17.8 | 1.5 | 0 | 17.8 | 0 | 0 |  | 0 | 0 |  | 0 | 0 |  |  | 0
2 | 21 | 21 | 0 | 0 | 16.7 | 1.5 | 0 | 16.7 | 0 | 0 |  | 0 | 0 |  | 0 | 0 |  |  | 0
2 | 21 | 22 | 0 | 0 | 15.6 | 2.1 | 0 | 15.6 | 0 | 0 |  | 0 | 0 |  | 0 | 0 |  |  | 0
2 | 21 | 23 | 0 | 0 | 14.4 | 3.1 | 0 | 14.4 | 0 | 0 |  | 0 | 0 |  | 0 | 0 |  |  | 0
2 | 22 | 0 | 0 | 0 | 13.9 | 3.1 | 0 | 13.9 | 0 | 0 |  | 0 | 0 |  | 0 | 0 |  |  | 0
2 | 22 | 1 | 0 | 0 | 12.2 | 3.1 | 0 | 12.2 | 0 | 0 |  | 0 | 0 |  | 0 | 0 |  |  | 0
2 | 22 | 2 | 0 | 0 | 11.7 | 3.1 | 0 | 11.7 | 0 | 0 |  | 0 | 0 |  | 0 | 0 |  |  | 0
2 | 22 | 3 | 0 | 0 | 10.6 | 1.5 | 0 | 10.6 | 0 | 0 |  | 0 | 0 |  | 0 | 0 |  |  | 0
2 | 22 | 4 | 0 | 0 | 8.9 | 0 | 0 | 8.9 | 0 | 0 |  | 0 | 0 |  | 0 | 0 |  |  | 0
2 | 22 | 5 | 0 | 0 | 9.4 | 2.1 | 0 | 9.4 | 0 | 0 |  | 0 | 0 |  | 0 | 0 |  |  | 0
2 | 22 | 6 | 0 | 0 | 8.9 | 0 | 0 | 8.9 | 0 | 0 |  | 0 | 0 |  | 0 | 0 |  |  | 0
2 | 22 | 7 | 186 | 28 | 10 | 0 | 81.802 | 9.984 | 650.09 | 582.021 |  | 0 | 0 | 0 | 0 | 0 | 0 |  | 115.6877
2 | 22 | 8 | 597 | 59 | 13.3 | 0 | 350.863 | 25.713 | 2877.856 | 2756.328 |  | 1024.3943 | 0.098825 | 0.076088 | 858.4577 | 0.082817 | 0.063763 |  | 1716.5771
2 | 22 | 9 | 770 | 85 | 16.1 | 1.5 | 626.304 | 33.41 | 5173.549 | 4979.234 |  | 7097.1143 | 0.31386 | 0.26213 | 5945.6809 | 0.26294 | 0.2196 |  | 3958.6128
2 | 22 | 10 | 857 | 104 | 18.3 | 1.5 | 854.016 | 42.598 | 6877.238 | 6617.294 |  | 11290.3573 | 0.33462 | 0.28802 | 9641.8271 | 0.28576 | 0.24596 |  | 5925.3976
2 | 22 | 11 | 891 | 124 | 21.1 | 2.1 | 1007.11 | 47.586 | 7973.647 | 7666.237 |  | 14244.38 | 0.3424 | 0.29607 | 12387.3842 | 0.29776 | 0.25747 |  | 7323.6372
2 | 22 | 12 | 910 | 129 | 22.8 | 2.1 | 1074.611 | 51.215 | 8393.22 | 8066.561 |  | 15848.6203 | 0.34263 | 0.29887 | 13796.0046 | 0.29826 | 0.26017 |  | 8091.6911
2 | 22 | 13 | 895 | 137 | 23.9 | 2.1 | 1049.253 | 51.833 | 8174.789 | 7858.226 |  | 15795.4971 | 0.34266 | 0.29641 | 13762.2522 | 0.29855 | 0.25826 |  | 8120.7181
2 | 22 | 14 | 612 | 154 | 24.4 | 2.1 | 742.009 | 44.878 | 5931.52 | 5709.229 |  | 10206.166 | 0.34266 | 0.26951 | 8887.1257 | 0.29838 | 0.23467 |  | 5682.3192
2 | 22 | 15 | 809 | 98 | 25 | 2.6 | 725.509 | 43.016 | 5812.319 | 5594.558 |  | 11639.3688 | 0.33841 | 0.29438 | 10058.547 | 0.29245 | 0.25439 |  | 6008.6416
2 | 22 | 16 | 600 | 92 | 23.9 | 2.6 | 442.576 | 35.205 | 3584.211 | 3442.2 |  | 6525.0217 | 0.325 | 0.26197 | 5491.6129 | 0.27353 | 0.22048 |  | 3678.9067
2 | 22 | 17 | 331 | 46 | 22.8 | 3.1 | 162.934 | 26.265 | 1269.158 | 1187.931 |  | 2171.8917 | 0.29653 | 0.223 | 1804.755 | 0.24641 | 0.18531 |  | 1327.357
2 | 22 | 18 | 13 | 7 | 20.6 | 2.1 | 8.387 | 19.57 | 66.947 | 10.078 |  | 0 | 0 | 0 | 0 | 0 | 0 |  | 42.1555
2 | 22 | 19 | 0 | 0 | 19.4 | 2.1 | 0 | 19.4 | 0 | 0 |  | 0 | 0 |  | 0 | 0 |  |  | 0
2 | 22 | 20 | 0 | 0 | 17.8 | 0 | 0 | 17.8 | 0 | 0 |  | 0 | 0 |  | 0 | 0 |  |  | 0
2 | 22 | 21 | 0 | 0 | 17.2 | 0 | 0 | 17.2 | 0 | 0 |  | 0 | 0 |  | 0 | 0 |  |  | 0
2 | 22 | 22 | 0 | 0 | 16.1 | 0 | 0 | 16.1 | 0 | 0 |  | 0 | 0 |  | 0 | 0 |  |  | 0
2 | 22 | 23 | 0 | 0 | 15 | 1.5 | 0 | 15 | 0 | 0 |  | 0 | 0 |  | 0 | 0 |  |  | 0
2 | 23 | 0 | 0 | 0 | 14.4 | 2.1 | 0 | 14.4 | 0 | 0 |  | 0 | 0 |  | 0 | 0 |  |  | 0
2 | 23 | 1 | 0 | 0 | 13.3 | 1.5 | 0 | 13.3 | 0 | 0 |  | 0 | 0 |  | 0 | 0 |  |  | 0
2 | 23 | 2 | 0 | 0 | 11.7 | 1.5 | 0 | 11.7 | 0 | 0 |  | 0 | 0 |  | 0 | 0 |  |  | 0
2 | 23 | 3 | 0 | 0 | 11.1 | 0 | 0 | 11.1 | 0 | 0 |  | 0 | 0 |  | 0 | 0 |  |  | 0
2 | 23 | 4 | 0 | 0 | 10.6 | 1.5 | 0 | 10.6 | 0 | 0 |  | 0 | 0 |  | 0 | 0 |  |  | 0
2 | 23 | 5 | 0 | 0 | 10 | 2.1 | 0 | 10 | 0 | 0 |  | 0 | 0 |  | 0 | 0 |  |  | 0
2 | 23 | 6 | 0 | 0 | 10 | 3.1 | 0 | 10 | 0 | 0 |  | 0 | 0 |  | 0 | 0 |  |  | 0
2 | 23 | 7 | 182 | 30 | 11.1 | 1.5 | 82.634 | 11.363 | 656.274 | 588.08 |  | 0 | 0 | 0 | 0 | 0 | 0 |  | 120.831
2 | 23 | 8 | 580 | 70 | 13.3 | 2.1 | 355.756 | 21.243 | 2970.017 | 2845.912 |  | 1013.9977 | 0.10042 | 0.073622 | 850.3888 | 0.084213 | 0.061743 |  | 1745.1393
2 | 23 | 9 | 701 | 101 | 15.6 | 2.6 | 601.377 | 29.856 | 5034.421 | 4845.028 |  | 6478.6529 | 0.31409 | 0.24986 | 5430.4791 | 0.26328 | 0.20944 |  | 3763.2587
2 | 23 | 10 | 791 | 111 | 18.9 | 1.5 | 807.444 | 41.858 | 6520.671 | 6275.282 |  | 10441.4707 | 0.33474 | 0.28205 | 8917.9581 | 0.2859 | 0.2409 |  | 5576.9351
2 | 23 | 11 | 795 | 159 | 22.2 | 1.5 | 962.223 | 49.683 | 7557.799 | 7268.875 |  | 12728.3837 | 0.34242 | 0.27963 | 11068.5895 | 0.29777 | 0.24316 |  | 6865.6341
2 | 23 | 12 | 801 | 154 | 23.3 | 2.1 | 994.358 | 49.662 | 7812.949 | 7512.753 |  | 13967.6789 | 0.34264 | 0.28593 | 12159.0212 | 0.29827 | 0.2489 |  | 7400.6102
2 | 23 | 13 | 836 | 123 | 26.1 | 2.1 | 976.583 | 51.985 | 7604.17 | 7313.213 |  | 14769.8758 | 0.34265 | 0.29801 | 12869.7553 | 0.29857 | 0.25967 |  | 7559.4717
2 | 23 | 14 | 876 | 113 | 26.1 | 3.1 | 925.35 | 48.048 | 7307.956 | 7029.854 |  | 14622.1438 | 0.34266 | 0.30084 | 12733.3492 | 0.2984 | 0.26198 |  | 7422.2163
2 | 23 | 15 | 823 | 92 | 27.2 | 2.6 | 729.283 | 45.704 | 5783.593 | 5566.916 |  | 11850.2073 | 0.33844 | 0.29741 | 10242.1685 | 0.29251 | 0.25705 |  | 6065.4873
2 | 23 | 16 | 697 | 69 | 27.2 | 2.6 | 467.691 | 39.091 | 3725.341 | 3579.034 |  | 7583.7108 | 0.32502 | 0.28134 | 6382.5211 | 0.27354 | 0.23678 |  | 4027.3397
2 | 23 | 17 | 405 | 41 | 25.6 | 3.6 | 180.078 | 29.334 | 1372.723 | 1289.167 |  | 2656.7328 | 0.29649 | 0.23906 | 2207.7437 | 0.24638 | 0.19866 |  | 1530.5767
2 | 23 | 18 | 18 | 7 | 23.3 | 2.1 | 9.101 | 22.424 | 69.992 | 13.068 |  | 0 | 0 | 0 | 0 | 0 | 0 |  | 46.7255
2 | 23 | 19 | 0 | 0 | 22.2 | 0 | 0 | 22.2 | 0 | 0 |  | 0 | 0 |  | 0 | 0 |  |  | 0
2 | 23 | 20 | 0 | 0 | 20 | 0 | 0 | 20 | 0 | 0 |  | 0 | 0 |  | 0 | 0 |  |  | 0
2 | 23 | 21 | 0 | 0 | 18.9 | 0 | 0 | 18.9 | 0 | 0 |  | 0 | 0 |  | 0 | 0 |  |  | 0
2 | 23 | 22 | 0 | 0 | 18.9 | 0 | 0 | 18.9 | 0 | 0 |  | 0 | 0 |  | 0 | 0 |  |  | 0
2 | 23 | 23 | 0 | 0 | 17.8 | 2.1 | 0 | 17.8 | 0 | 0 |  | 0 | 0 |  | 0 | 0 |  |  | 0
2 | 24 | 0 | 0 | 0 | 16.7 | 0 | 0 | 16.7 | 0 | 0 |  | 0 | 0 |  | 0 | 0 |  |  | 0
2 | 24 | 1 | 0 | 0 | 15.6 | 2.1 | 0 | 15.6 | 0 | 0 |  | 0 | 0 |  | 0 | 0 |  |  | 0
2 | 24 | 2 | 0 | 0 | 15 | 3.6 | 0 | 15 | 0 | 0 |  | 0 | 0 |  | 0 | 0 |  |  | 0
2 | 24 | 3 | 0 | 0 | 14.4 | 2.6 | 0 | 14.4 | 0 | 0 |  | 0 | 0 |  | 0 | 0 |  |  | 0
2 | 24 | 4 | 0 | 0 | 13.9 | 3.6 | 0 | 13.9 | 0 | 0 |  | 0 | 0 |  | 0 | 0 |  |  | 0
2 | 24 | 5 | 0 | 0 | 12.8 | 0 | 0 | 12.8 | 0 | 0 |  | 0 | 0 |  | 0 | 0 |  |  | 0
2 | 24 | 6 | 0 | 0 | 12.2 | 0 | 0 | 12.2 | 0 | 0 |  | 0 | 0 |  | 0 | 0 |  |  | 0
2 | 24 | 7 | 163 | 31 | 13.3 | 1 | 78.859 | 13.481 | 626.786 | 559.187 |  | 0 | 0 | 0 | 0 | 0 | 0 |  | 119.7644
2 | 24 | 8 | 562 | 67 | 16.1 | 2.1 | 344.662 | 23.734 | 2853.174 | 2732.33 |  | 1001.7971 | 0.1021 | 0.075155 | 840.8337 | 0.085693 | 0.06308 |  | 1691.524
2 | 24 | 9 | 738 | 96 | 18.9 | 2.1 | 621.075 | 34.491 | 5112.923 | 4920.762 |  | 6839.3681 | 0.31433 | 0.25521 | 5735.8881 | 0.26362 | 0.21404 |  | 3902.8689
2 | 24 | 10 | 823 | 117 | 21.7 | 1 | 841.721 | 47.691 | 6650.208 | 6399.582 |  | 10885.3686 | 0.33486 | 0.28164 | 9298.2369 | 0.28604 | 0.24058 |  | 5821.2425
2 | 24 | 11 | 866 | 130 | 25 | 3.1 | 991.789 | 48.142 | 7835.951 | 7534.728 |  | 13885.3215 | 0.34245 | 0.29311 | 12074.2151 | 0.29778 | 0.25488 |  | 7199.4101
2 | 24 | 12 | 883 | 135 | 27.2 | 2.1 | 1055.998 | 54.894 | 8130.987 | 7816.429 |  | 15416.378 | 0.34264 | 0.29601 | 13420.7247 | 0.29829 | 0.25769 |  | 7934.4697
2 | 24 | 13 | 874 | 133 | 29.4 | 0 | 1025.499 | 67.765 | 7498.108 | 7211.789 |  | 15456.8942 | 0.34265 | 0.29672 | 13469.3546 | 0.29859 | 0.25856 |  | 7939.8896
2 | 24 | 14 | 846 | 123 | 30.6 | 0 | 910.227 | 65.55 | 6709.739 | 6456.687 |  | 14133.5351 | 0.34266 | 0.29627 | 12308.7233 | 0.29842 | 0.25802 |  | 7266.3126
2 | 24 | 15 | 780 | 105 | 31.7 | 3.1 | 711.912 | 48.7 | 5583.019 | 5373.834 |  | 11239.1754 | 0.33846 | 0.29027 | 9715.2673 | 0.29257 | 0.25092 |  | 5870.6428
2 | 24 | 16 | 652 | 79 | 31.7 | 2.6 | 456.103 | 43.258 | 3581.172 | 3439.253 |  | 7096.9313 | 0.32504 | 0.27315 | 5972.7636 | 0.27355 | 0.22988 |  | 3863.2923
2 | 24 | 17 | 357 | 46 | 30.6 | 2.1 | 170.302 | 35.019 | 1281.442 | 1199.94 |  | 2340.5206 | 0.29639 | 0.22698 | 1945.1677 | 0.24633 | 0.18864 |  | 1409.0194
2 | 24 | 18 | 11 | 7 | 26.7 | 2.1 | 8.031 | 25.874 | 63.444 | 6.64 |  | 0 | 0 | 0 | 0 | 0 | 0 |  | 40.1439
2 | 24 | 19 | 0 | 0 | 25.6 | 2.1 | 0 | 25.6 | 0 | 0 |  | 0 | 0 |  | 0 | 0 |  |  | 0
2 | 24 | 20 | 0 | 0 | 23.9 | 2.1 | 0 | 23.9 | 0 | 0 |  | 0 | 0 |  | 0 | 0 |  |  | 0
2 | 24 | 21 | 0 | 0 | 22.2 | 0 | 0 | 22.2 | 0 | 0 |  | 0 | 0 |  | 0 | 0 |  |  | 0
2 | 24 | 22 | 0 | 0 | 21.1 | 1.5 | 0 | 21.1 | 0 | 0 |  | 0 | 0 |  | 0 | 0 |  |  | 0
2 | 24 | 23 | 0 | 0 | 20.6 | 2.1 | 0 | 20.6 | 0 | 0 |  | 0 | 0 |  | 0 | 0 |  |  | 0
2 | 25 | 0 | 0 | 0 | 19.4 | 0 | 0 | 19.4 | 0 | 0 |  | 0 | 0 |  | 0 | 0 |  |  | 0
2 | 25 | 1 | 0 | 0 | 17.8 | 0 | 0 | 17.8 | 0 | 0 |  | 0 | 0 |  | 0 | 0 |  |  | 0
2 | 25 | 2 | 0 | 0 | 16.1 | 0 | 0 | 16.1 | 0 | 0 |  | 0 | 0 |  | 0 | 0 |  |  | 0
2 | 25 | 3 | 0 | 0 | 16.1 | 1.5 | 0 | 16.1 | 0 | 0 |  | 0 | 0 |  | 0 | 0 |  |  | 0
2 | 25 | 4 | 0 | 0 | 15.6 | 2.6 | 0 | 15.6 | 0 | 0 |  | 0 | 0 |  | 0 | 0 |  |  | 0
2 | 25 | 5 | 0 | 0 | 14.4 | 1.5 | 0 | 14.4 | 0 | 0 |  | 0 | 0 |  | 0 | 0 |  |  | 0
2 | 25 | 6 | 0 | 0 | 14.4 | 1.5 | 0 | 14.4 | 0 | 0 |  | 0 | 0 |  | 0 | 0 |  |  | 0
2 | 25 | 7 | 116 | 33 | 16.1 | 2.6 | 65.394 | 16.005 | 524.373 | 458.817 |  | 0 | 0 | 0 | 0 | 0 | 0 |  | 114.0351
2 | 25 | 8 | 495 | 78 | 18.9 | 3.6 | 326.171 | 24.942 | 2697.34 | 2580.774 |  | 900.3101 | 0.10387 | 0.070544 | 756.2982 | 0.087257 | 0.05926 |  | 1603.0523
2 | 25 | 9 | 682 | 113 | 21.1 | 3.6 | 603.12 | 33.859 | 4979.24 | 4791.782 |  | 6337.9967 | 0.31457 | 0.24302 | 5318.2002 | 0.26396 | 0.20392 |  | 3770.5344
2 | 25 | 10 | 772 | 138 | 23.3 | 2.6 | 827.601 | 43.39 | 6646.399 | 6395.928 |  | 10230.9786 | 0.33498 | 0.27075 | 8740.375 | 0.28618 | 0.23131 |  | 5656.0869
2 | 25 | 11 | 821 | 154 | 25.6 | 2.6 | 982.605 | 49.722 | 7716.844 | 7420.919 |  | 13182.6908 | 0.34247 | 0.28302 | 11462.8385 | 0.29779 | 0.2461 |  | 7038.9963
2 | 25 | 12 | 837 | 160 | 28.3 | 1.5 | 1037.965 | 57.864 | 7899.403 | 7595.336 |  | 14630.6787 | 0.34265 | 0.28632 | 12737.4673 | 0.29831 | 0.24927 |  | 7743.0216
2 | 25 | 13 | 830 | 157 | 30.6 | 2.6 | 1009.05 | 55.613 | 7746.92 | 7449.662 |  | 14692.9294 | 0.34263 | 0.28739 | 12804.3238 | 0.29859 | 0.25045 |  | 7751.9735
2 | 25 | 14 | 798 | 145 | 31.7 | 2.1 | 897.521 | 55.514 | 6887.276 | 6626.917 |  | 13342.4108 | 0.34266 | 0.28662 | 11620.4987 | 0.29843 | 0.24963 |  | 7052.5958
2 | 25 | 15 | 727 | 124 | 31.7 | 1.5 | 697.29 | 52.26 | 5395.604 | 5193.296 |  | 10482.293 | 0.33848 | 0.27969 | 9062.0234 | 0.29262 | 0.24179 |  | 5648.677
2 | 25 | 16 | 589 | 92 | 31.7 | 3.6 | 435.961 | 41.584 | 3449.223 | 3311.258 |  | 6413.1023 | 0.32505 | 0.26112 | 5397.2022 | 0.27356 | 0.21976 |  | 3626.0222
2 | 25 | 17 | 287 | 52 | 30.6 | 2.6 | 152.647 | 34.192 | 1164.139 | 1085.236 |  | 1879.9505 | 0.29624 | 0.20713 | 1562.6362 | 0.24624 | 0.17217 |  | 1224.0029
2 | 25 | 18 | 6 | 8 | 27.8 | 1.5 | 8.201 | 26.923 | 67.119 | 10.248 |  | 0 | 0 | 0 | 0 | 0 | 0 |  | 39.7217
2 | 25 | 19 | 0 | 0 | 25.6 | 0 | 0 | 25.6 | 0 | 0 |  | 0 | 0 |  | 0 | 0 |  |  | 0
2 | 25 | 20 | 0 | 0 | 23.9 | 0 | 0 | 23.9 | 0 | 0 |  | 0 | 0 |  | 0 | 0 |  |  | 0
2 | 25 | 21 | 0 | 0 | 22.8 | 0 | 0 | 22.8 | 0 | 0 |  | 0 | 0 |  | 0 | 0 |  |  | 0
2 | 25 | 22 | 0 | 0 | 21.1 | 0 | 0 | 21.1 | 0 | 0 |  | 0 | 0 |  | 0 | 0 |  |  | 0
2 | 25 | 23 | 0 | 0 | 20.6 | 2.6 | 0 | 20.6 | 0 | 0 |  | 0 | 0 |  | 0 | 0 |  |  | 0
2 | 26 | 0 | 0 | 0 | 20 | 2.1 | 0 | 20 | 0 | 0 |  | 0 | 0 |  | 0 | 0 |  |  | 0
2 | 26 | 1 | 0 | 0 | 18.3 | 2.6 | 0 | 18.3 | 0 | 0 |  | 0 | 0 |  | 0 | 0 |  |  | 0
2 | 26 | 2 | 0 | 0 | 17.2 | 2.1 | 0 | 17.2 | 0 | 0 |  | 0 | 0 |  | 0 | 0 |  |  | 0
2 | 26 | 3 | 0 | 0 | 16.7 | 3.1 | 0 | 16.7 | 0 | 0 |  | 0 | 0 |  | 0 | 0 |  |  | 0
2 | 26 | 4 | 0 | 0 | 16.1 | 3.1 | 0 | 16.1 | 0 | 0 |  | 0 | 0 |  | 0 | 0 |  |  | 0
2 | 26 | 5 | 0 | 0 | 16.1 | 1.5 | 0 | 16.1 | 0 | 0 |  | 0 | 0 |  | 0 | 0 |  |  | 0
2 | 26 | 6 | 0 | 0 | 15.6 | 1.5 | 0 | 15.6 | 0 | 0 |  | 0 | 0 |  | 0 | 0 |  |  | 0
2 | 26 | 7 | 229 | 29 | 15.6 | 2.6 | 91.832 | 16.173 | 703.895 | 634.734 |  | 0 | 0 | 0 | 0 | 0 | 0 |  | 134.2737
2 | 26 | 8 | 625 | 60 | 18.9 | 4.1 | 366.413 | 25.613 | 3008.606 | 2883.415 |  | 1160.6723 | 0.10574 | 0.082164 | 975.8917 | 0.088909 | 0.069083 |  | 1810.464
2 | 26 | 9 | 783 | 84 | 22.2 | 2.6 | 636.867 | 37.226 | 5190.049 | 4995.146 |  | 7297.0999 | 0.31482 | 0.2645 | 6126.1379 | 0.2643 | 0.22205 |  | 4042.0839
2 | 26 | 10 | 861 | 103 | 25.6 | 3.6 | 859.647 | 44.468 | 6875.123 | 6615.267 |  | 11432.9091 | 0.3351 | 0.28925 | 9768.4769 | 0.28631 | 0.24714 |  | 5979.4755
2 | 26 | 11 | 899 | 114 | 27.8 | 2.6 | 996.939 | 52.236 | 7753.88 | 7456.313 |  | 14455.5205 | 0.34249 | 0.29995 | 12569.2213 | 0.2978 | 0.26081 |  | 7352.1816
2 | 26 | 12 | 915 | 118 | 29.4 | 2.6 | 1059.168 | 55.487 | 8136.547 | 7821.735 |  | 16012.6841 | 0.34265 | 0.30255 | 13941.5951 | 0.29833 | 0.26341 |  | 8092.78
2 | 26 | 13 | 910 | 116 | 31.1 | 2.6 | 1032.065 | 56.655 | 7891.23 | 7587.531 |  | 16123.8907 | 0.34262 | 0.30336 | 14051.8414 | 0.29859 | 0.26438 |  | 8131.1772
2 | 26 | 14 | 883 | 108 | 31.7 | 1.5 | 926.755 | 58.461 | 7029.047 | 6762.776 |  | 14774.7561 | 0.34265 | 0.30283 | 12868.7585 | 0.29845 | 0.26377 |  | 7458.7359
2 | 26 | 15 | 827 | 92 | 32.2 | 3.6 | 732.339 | 48.843 | 5739.227 | 5524.219 |  | 11931.0192 | 0.3385 | 0.2977 | 10315.4764 | 0.29266 | 0.25739 |  | 6102.0682
2 | 26 | 16 | 708 | 70 | 32.2 | 3.6 | 474.121 | 42.977 | 3722.297 | 3576.084 |  | 7710.3122 | 0.32506 | 0.28145 | 6488.8802 | 0.27356 | 0.23687 |  | 4093.4508
2 | 26 | 17 | 430 | 43 | 30.6 | 3.1 | 188.684 | 34.868 | 1407.434 | 1323.089 |  | 2813.3378 | 0.29604 | 0.23922 | 2338.9628 | 0.24613 | 0.19888 |  | 1619.8377
2 | 26 | 18 | 25 | 10 | 27.8 | 2.1 | 12.709 | 27.195 | 96.249 | 38.846 |  | 0 | 0 | 0 | 0 | 0 | 0 |  | 65.604
2 | 26 | 19 | 0 | 0 | 26.1 | 1.5 | 0 | 26.1 | 0 | 0 |  | 0 | 0 |  | 0 | 0 |  |  | 0
2 | 26 | 20 | 0 | 0 | 24.4 | 1.5 | 0 | 24.4 | 0 | 0 |  | 0 | 0 |  | 0 | 0 |  |  | 0
2 | 26 | 21 | 0 | 0 | 22.8 | 1.5 | 0 | 22.8 | 0 | 0 |  | 0 | 0 |  | 0 | 0 |  |  | 0
2 | 26 | 22 | 0 | 0 | 21.7 | 1.5 | 0 | 21.7 | 0 | 0 |  | 0 | 0 |  | 0 | 0 |  |  | 0
2 | 26 | 23 | 0 | 0 | 21.1 | 2.1 | 0 | 21.1 | 0 | 0 |  | 0 | 0 |  | 0 | 0 |  |  | 0
2 | 27 | 0 | 0 | 0 | 19.4 | 2.6 | 0 | 19.4 | 0 | 0 |  | 0 | 0 |  | 0 | 0 |  |  | 0
2 | 27 | 1 | 0 | 0 | 18.9 | 2.1 | 0 | 18.9 | 0 | 0 |  | 0 | 0 |  | 0 | 0 |  |  | 0
2 | 27 | 2 | 0 | 0 | 18.3 | 3.1 | 0 | 18.3 | 0 | 0 |  | 0 | 0 |  | 0 | 0 |  |  | 0
2 | 27 | 3 | 0 | 0 | 17.2 | 3.1 | 0 | 17.2 | 0 | 0 |  | 0 | 0 |  | 0 | 0 |  |  | 0
2 | 27 | 4 | 0 | 0 | 17.2 | 2.6 | 0 | 17.2 | 0 | 0 |  | 0 | 0 |  | 0 | 0 |  |  | 0
2 | 27 | 5 | 0 | 0 | 16.7 | 2.6 | 0 | 16.7 | 0 | 0 |  | 0 | 0 |  | 0 | 0 |  |  | 0
2 | 27 | 6 | 0 | 0 | 16.7 | 3.1 | 0 | 16.7 | 0 | 0 |  | 0 | 0 |  | 0 | 0 |  |  | 0
2 | 27 | 7 | 358 | 24 | 17.2 | 3.1 | 114.113 | 18.329 | 832.71 | 760.895 |  | 0 | 0 | 0 | 0 | 0 | 0 |  | 157.0826
2 | 27 | 8 | 724 | 46 | 19.4 | 3.6 | 395.409 | 27.106 | 3219.735 | 3088.505 |  | 1373.7247 | 0.10771 | 0.090563 | 1156.1197 | 0.09065 | 0.076218 |  | 1970.0759
2 | 27 | 9 | 857 | 64 | 22.8 | 3.1 | 659.707 | 37.614 | 5365.932 | 5164.702 |  | 8009.4164 | 0.31507 | 0.27828 | 6727.5366 | 0.26464 | 0.23375 |  | 4252.8555
2 | 27 | 10 | 924 | 78 | 25 | 3.1 | 877.441 | 45.233 | 6996.721 | 6731.804 |  | 12293.489 | 0.33521 | 0.30154 | 10505.2005 | 0.28645 | 0.25768 |  | 6210.8316
2 | 27 | 11 | 954 | 86 | 27.8 | 2.6 | 1018.238 | 52.758 | 7903.516 | 7599.264 |  | 15361.201 | 0.34251 | 0.31118 | 13356.3541 | 0.29781 | 0.27057 |  | 7578.041
2 | 27 | 12 | 946 | 110 | 28.9 | 2.1 | 1081.881 | 57.177 | 8256.016 | 7935.718 |  | 16573.8763 | 0.34266 | 0.30611 | 14431.3133 | 0.29836 | 0.26654 |  | 8295.2691
2 | 27 | 13 | 945 | 108 | 30.6 | 2.1 | 1057.802 | 58.392 | 8032.719 | 7722.635 |  | 16758.5639 | 0.3426 | 0.30702 | 14605.1609 | 0.29858 | 0.26757 |  | 8367.6783
2 | 27 | 14 | 722 | 120 | 31.7 | 2.1 | 797.195 | 53.273 | 6171.11 | 5939.568 |  | 12089.3234 | 0.34265 | 0.29074 | 10530.3263 | 0.29846 | 0.25324 |  | 6314.3807
2 | 27 | 15 | 824 | 94 | 32.8 | 1.5 | 732.304 | 53.904 | 5628.209 | 5417.348 |  | 11893.7102 | 0.33852 | 0.29682 | 10284.0998 | 0.2927 | 0.25665 |  | 6098.0575
2 | 27 | 16 | 757 | 66 | 32.8 | 1.5 | 495.898 | 47.576 | 3824.068 | 3674.715 |  | 8244.7321 | 0.32506 | 0.28599 | 6938.6186 | 0.27357 | 0.24069 |  | 4319.1804
2 | 27 | 17 | 522 | 37 | 31.1 | 2.1 | 208.672 | 36.63 | 1529.234 | 1442.089 |  | 3410.2087 | 0.29579 | 0.25314 | 2835.9296 | 0.24598 | 0.21051 |  | 1872.2822
2 | 27 | 18 | 56 | 9 | 28.3 | 2.1 | 16.036 | 27.864 | 109.3 | 51.657 |  | 0 | 0 | 0 | 0 | 0 | 0 |  | 89.4475
2 | 27 | 19 | 0 | 0 | 26.7 | 1.5 | 0 | 26.7 | 0 | 0 |  | 0 | 0 |  | 0 | 0 |  |  | 0
2 | 27 | 20 | 0 | 0 | 25 | 0 | 0 | 25 | 0 | 0 |  | 0 | 0 |  | 0 | 0 |  |  | 0
2 | 27 | 21 | 0 | 0 | 23.3 | 1.5 | 0 | 23.3 | 0 | 0 |  | 0 | 0 |  | 0 | 0 |  |  | 0
2 | 27 | 22 | 0 | 0 | 22.8 | 1.5 | 0 | 22.8 | 0 | 0 |  | 0 | 0 |  | 0 | 0 |  |  | 0
2 | 27 | 23 | 0 | 0 | 21.7 | 1.5 | 0 | 21.7 | 0 | 0 |  | 0 | 0 |  | 0 | 0 |  |  | 0
2 | 28 | 0 | 0 | 0 | 20 | 0 | 0 | 20 | 0 | 0 |  | 0 | 0 |  | 0 | 0 |  |  | 0
2 | 28 | 1 | 0 | 0 | 18.9 | 0 | 0 | 18.9 | 0 | 0 |  | 0 | 0 |  | 0 | 0 |  |  | 0
2 | 28 | 2 | 0 | 0 | 18.3 | 2.1 | 0 | 18.3 | 0 | 0 |  | 0 | 0 |  | 0 | 0 |  |  | 0
2 | 28 | 3 | 0 | 0 | 17.2 | 0 | 0 | 17.2 | 0 | 0 |  | 0 | 0 |  | 0 | 0 |  |  | 0
2 | 28 | 4 | 0 | 0 | 17.2 | 2.1 | 0 | 17.2 | 0 | 0 |  | 0 | 0 |  | 0 | 0 |  |  | 0
2 | 28 | 5 | 0 | 0 | 16.7 | 1.5 | 0 | 16.7 | 0 | 0 |  | 0 | 0 |  | 0 | 0 |  |  | 0
2 | 28 | 6 | 0 | 0 | 16.7 | 0 | 0 | 16.7 | 0 | 0 |  | 0 | 0 |  | 0 | 0 |  |  | 0
2 | 28 | 7 | 228 | 32 | 21.1 | 4.1 | 91.669 | 21.728 | 689.085 | 620.226 |  | 0 | 0 | 0 | 0 | 0 | 0 |  | 145.1053
2 | 28 | 8 | 624 | 65 | 22.2 | 4.6 | 372.56 | 28.699 | 3029.726 | 2903.938 |  | 1210.4733 | 0.10978 | 0.083835 | 1019.7385 | 0.092482 | 0.070625 |  | 1849.4793
2 | 28 | 9 | 786 | 92 | 24.4 | 4.1 | 649.276 | 37.656 | 5284.499 | 5086.211 |  | 7366.8609 | 0.31531 | 0.26129 | 6190.8524 | 0.26498 | 0.21958 |  | 4123.9916
2 | 28 | 10 | 862 | 111 | 27.2 | 5.7 | 871.192 | 42.757 | 7012.776 | 6747.188 |  | 11490.9156 | 0.33533 | 0.28659 | 9820.7546 | 0.28659 | 0.24494 |  | 6056.8523
2 | 28 | 11 | 899 | 123 | 28.3 | 5.7 | 1018.535 | 46.787 | 8089.051 | 7776.406 |  | 14495.3343 | 0.34252 | 0.29718 | 12603.2009 | 0.29781 | 0.25839 |  | 7430.0697
2 | 28 | 12 | 911 | 128 | 28.9 | 4.1 | 1078.722 | 52.033 | 8398.987 | 8072.06 |  | 15978.1466 | 0.34266 | 0.2995 | 13913.7532 | 0.29839 | 0.2608 |  | 8143.7374
2 | 28 | 13 | 905 | 125 | 30.6 | 4.1 | 1048.631 | 53.19 | 8127.335 | 7812.944 |  | 16062.338 | 0.34258 | 0.30052 | 13998.3321 | 0.29856 | 0.2619 |  | 8164.0354
2 | 28 | 14 | 878 | 116 | 31.1 | 4.6 | 931.74 | 50.52 | 7289.499 | 7012.188 |  | 14710.9683 | 0.34265 | 0.30008 | 12814.5174 | 0.29848 | 0.2614 |  | 7483.2637
2 | 28 | 15 | 817 | 100 | 31.7 | 4.1 | 733.675 | 47.672 | 5775.968 | 5559.578 |  | 11797.7212 | 0.33853 | 0.29421 | 10201.8425 | 0.29274 | 0.25441 |  | 6093.7024
2 | 28 | 16 | 693 | 76 | 31.1 | 3.6 | 473.512 | 41.864 | 3734.781 | 3588.184 |  | 7547.6572 | 0.32506 | 0.2774 | 6351.9738 | 0.27357 | 0.23345 |  | 4056.0584
2 | 28 | 17 | 416 | 46 | 30 | 3.6 | 186.709 | 33.968 | 1400.331 | 1316.148 |  | 2712.8642 | 0.29549 | 0.23395 | 2256.7255 | 0.24581 | 0.19461 |  | 1591.599
2 | 28 | 18 | 24 | 11 | 28.3 | 3.1 | 13.362 | 27.736 | 102.17 | 44.658 |  | 0 | 0 | 0 | 0 | 0 | 0 |  | 68.5426
2 | 28 | 19 | 0 | 0 | 25.6 | 3.1 | 0 | 25.6 | 0 | 0 |  | 0 | 0 |  | 0 | 0 |  |  | 0
2 | 28 | 20 | 0 | 0 | 25 | 3.1 | 0 | 25 | 0 | 0 |  | 0 | 0 |  | 0 | 0 |  |  | 0
2 | 28 | 21 | 0 | 0 | 23.2 | 3 | 0 | 23.2 | 0 | 0 |  | 0 | 0 |  | 0 | 0 |  |  | 0
2 | 28 | 22 | 0 | 0 | 21.3 | 3 | 0 | 21.3 | 0 | 0 |  | 0 | 0 |  | 0 | 0 |  |  | 0
2 | 28 | 23 | 0 | 0 | 19.5 | 2.9 | 0 | 19.5 | 0 | 0 |  | 0 | 0 |  | 0 | 0 |  |  | 0
3 | 1 | 0 | 0 | 0 | 17.7 | 2.8 | 0 | 17.7 | 0 | 0 |  | 0 | 0 |  | 0 | 0 |  |  | 0
3 | 1 | 1 | 0 | 0 | 15.9 | 2.7 | 0 | 15.9 | 0 | 0 |  | 0 | 0 |  | 0 | 0 |  |  | 0
3 | 1 | 2 | 0 | 0 | 14 | 2.7 | 0 | 14 | 0 | 0 |  | 0 | 0 |  | 0 | 0 |  |  | 0
3 | 1 | 3 | 0 | 0 | 12.2 | 2.6 | 0 | 12.2 | 0 | 0 |  | 0 | 0 |  | 0 | 0 |  |  | 0
3 | 1 | 4 | 0 | 0 | 12.8 | 3.1 | 0 | 12.8 | 0 | 0 |  | 0 | 0 |  | 0 | 0 |  |  | 0
3 | 1 | 5 | 0 | 0 | 12.8 | 3.6 | 0 | 12.8 | 0 | 0 |  | 0 | 0 |  | 0 | 0 |  |  | 0
3 | 1 | 6 | 0 | 0 | 12.2 | 2.6 | 0 | 12.2 | 0 | 0 |  | 0 | 0 |  | 0 | 0 |  |  | 0
3 | 1 | 7 | 0 | 11 | 12.8 | 2.1 | 9.717 | 11.049 | 87.649 | 30.402 |  | 0 | 0 | 0 | 0 | 0 | 0 |  | 29.2046
3 | 1 | 8 | 0 | 42 | 13.3 | 2.6 | 37.257 | 12.429 | 334.508 | 272.644 |  | 0 | 0.11422 | 0 | 0 | 0.096428 | 0 |  | 241.021
3 | 1 | 9 | 581 | 205 | 14.4 | 4.1 | 628.102 | 26.643 | 5331.199 | 5131.227 |  | 5476.8613 | 0.31581 | 0.19487 | 4606.85 | 0.26564 | 0.16392 |  | 3946.2696
3 | 1 | 10 | 235 | 298 | 16.7 | 3.6 | 514.954 | 28.215 | 4374.871 | 4207.917 |  | 3144.7233 | 0.33555 | 0.1257 | 2688.4428 | 0.28686 | 0.10746 |  | 3433.2028
3 | 1 | 11 | 667 | 302 | 17.8 | 4.1 | 990.079 | 38.525 | 8109.866 | 7796.272 |  | 10783.0706 | 0.34255 | 0.22781 | 9375.2026 | 0.29783 | 0.19807 |  | 6932.2574
3 | 1 | 12 | 0 | 157 | 18.3 | 3.6 | 142.882 | 22.294 | 1240.424 | 1159.836 |  | 0 | 0.34267 | 0 | 0 | 0.29845 | 0 |  | 1048.9508
3 | 1 | 13 | 266 | 359 | 19.4 | 4.6 | 662.452 | 31.839 | 5560.379 | 5352.031 |  | 4728.1312 | 0.34254 | 0.14481 | 4120.3337 | 0.29851 | 0.12619 |  | 4556.2365
3 | 1 | 14 | 754 | 194 | 19.4 | 4.1 | 909.729 | 38.702 | 7441.573 | 7157.71 |  | 12647.6976 | 0.34265 | 0.26855 | 11018.1339 | 0.2985 | 0.23395 |  | 7063.4697
3 | 1 | 15 | 855 | 102 | 20 | 7.2 | 762.295 | 31.982 | 6359.007 | 6120.074 |  | 12354.2722 | 0.33855 | 0.29523 | 10684.2512 | 0.29279 | 0.25532 |  | 6362.867
3 | 1 | 16 | 736 | 101 | 20 | 4.1 | 522.155 | 31.381 | 4282.89 | 4118.946 |  | 8013.5158 | 0.32505 | 0.26751 | 6744.0978 | 0.27356 | 0.22514 |  | 4439.4785
3 | 1 | 17 | 480 | 102 | 19.4 | 5.2 | 258.668 | 23.927 | 2047.064 | 1947.45 |  | 3116.1702 | 0.29472 | 0.19564 | 2594.263 | 0.24536 | 0.16287 |  | 2131.2028
3 | 1 | 18 | 0 | 0 | 18.3 | 5.2 | 0 | 18.3 | 0 | 0 |  | 0 | 0 |  | 0 | 0 |  |  | 0
3 | 1 | 19 | 0 | 0 | 17.8 | 3.6 | 0 | 17.8 | 0 | 0 |  | 0 | 0 |  | 0 | 0 |  |  | 0
3 | 1 | 20 | 0 | 0 | 16.7 | 1.5 | 0 | 16.7 | 0 | 0 |  | 0 | 0 |  | 0 | 0 |  |  | 0
3 | 1 | 21 | 0 | 0 | 15 | 0 | 0 | 15 | 0 | 0 |  | 0 | 0 |  | 0 | 0 |  |  | 0
3 | 1 | 22 | 0 | 0 | 13.9 | 2.1 | 0 | 13.9 | 0 | 0 |  | 0 | 0 |  | 0 | 0 |  |  | 0
3 | 1 | 23 | 0 | 0 | 13.3 | 0 | 0 | 13.3 | 0 | 0 |  | 0 | 0 |  | 0 | 0 |  |  | 0
3 | 2 | 0 | 0 | 0 | 11.7 | 0 | 0 | 11.7 | 0 | 0 |  | 0 | 0 |  | 0 | 0 |  |  | 0
3 | 2 | 1 | 0 | 0 | 11.1 | 0 | 0 | 11.1 | 0 | 0 |  | 0 | 0 |  | 0 | 0 |  |  | 0
3 | 2 | 2 | 0 | 0 | 11.1 | 1.5 | 0 | 11.1 | 0 | 0 |  | 0 | 0 |  | 0 | 0 |  |  | 0
3 | 2 | 3 | 0 | 0 | 10 | 0 | 0 | 10 | 0 | 0 |  | 0 | 0 |  | 0 | 0 |  |  | 0
3 | 2 | 4 | 0 | 0 | 9.4 | 2.1 | 0 | 9.4 | 0 | 0 |  | 0 | 0 |  | 0 | 0 |  |  | 0
3 | 2 | 5 | 0 | 0 | 9.4 | 2.6 | 0 | 9.4 | 0 | 0 |  | 0 | 0 |  | 0 | 0 |  |  | 0
3 | 2 | 6 | 0 | 0 | 9.4 | 3.6 | 0 | 9.4 | 0 | 0 |  | 0 | 0 |  | 0 | 0 |  |  | 0
3 | 2 | 7 | 305 | 26 | 10.6 | 4.1 | 102.87 | 11.271 | 776.982 | 706.323 |  | 0 | 0 | 0 | 0 | 0 | 0 |  | 156.6514
3 | 2 | 8 | 680 | 62 | 13.9 | 4.1 | 394.783 | 21.22 | 3293.471 | 3160.097 |  | 1414.6812 | 0.1166 | 0.091936 | 1195.6155 | 0.098545 | 0.0777 |  | 1986.7889
3 | 2 | 9 | 801 | 85 | 15.6 | 4.1 | 652.542 | 29.06 | 5478.667 | 5273.326 |  | 7572.5016 | 0.31606 | 0.26643 | 6372.3801 | 0.26597 | 0.22421 |  | 4172.3783
3 | 2 | 10 | 877 | 114 | 17.2 | 2.6 | 887.712 | 39.024 | 7245.814 | 6970.372 |  | 11758.0365 | 0.33565 | 0.28667 | 10053.5712 | 0.287 | 0.24512 |  | 6196.7259
3 | 2 | 11 | 911 | 105 | 18.9 | 2.6 | 999.96 | 43.855 | 8029.845 | 7719.892 |  | 14746.5409 | 0.34257 | 0.30368 | 12821.0715 | 0.29784 | 0.26403 |  | 7424.0889
3 | 2 | 12 | 901 | 127 | 19.4 | 1.5 | 1055.778 | 50.058 | 8283.162 | 7961.611 |  | 15851.1963 | 0.34267 | 0.2995 | 13806.8566 | 0.29847 | 0.26087 |  | 8079.1105
3 | 2 | 13 | 805 | 172 | 20 | 2.1 | 1008.276 | 47.128 | 7998.674 | 7690.133 |  | 14318.4807 | 0.34252 | 0.28167 | 12477.2578 | 0.29847 | 0.24545 |  | 7683.6582
3 | 2 | 14 | 895 | 110 | 21.1 | 0 | 938.454 | 57.635 | 7141.274 | 6870.275 |  | 15020.1496 | 0.34265 | 0.30276 | 13085.3521 | 0.29851 | 0.26376 |  | 7584.4109
3 | 2 | 15 | 867 | 99 | 21.1 | 2.1 | 767.629 | 42.017 | 6172.716 | 5941.112 |  | 12530.2321 | 0.33856 | 0.29687 | 10836.7984 | 0.2928 | 0.25675 |  | 6423.7775
3 | 2 | 16 | 755 | 108 | 21.7 | 0 | 539.024 | 45.039 | 4205.575 | 4044.141 |  | 8217.8995 | 0.32504 | 0.2655 | 6916.173 | 0.27355 | 0.22344 |  | 4581.7243
3 | 2 | 17 | 433 | 103 | 21.1 | 0 | 244.836 | 33.29 | 1882.021 | 1786.48 |  | 2803.4027 | 0.29425 | 0.18771 | 2334.9867 | 0.24508 | 0.15634 |  | 1987.4672
3 | 2 | 18 | 0 | 0 | 20 | 0 | 0 | 20 | 0 | 0 |  | 0 | 0 |  | 0 | 0 |  |  | 0
3 | 2 | 19 | 0 | 0 | 18.3 | 1.5 | 0 | 18.3 | 0 | 0 |  | 0 | 0 |  | 0 | 0 |  |  | 0
3 | 2 | 20 | 0 | 0 | 17.8 | 0 | 0 | 17.8 | 0 | 0 |  | 0 | 0 |  | 0 | 0 |  |  | 0
3 | 2 | 21 | 0 | 0 | 15.6 | 0 | 0 | 15.6 | 0 | 0 |  | 0 | 0 |  | 0 | 0 |  |  | 0
3 | 2 | 22 | 0 | 0 | 15 | 0 | 0 | 15 | 0 | 0 |  | 0 | 0 |  | 0 | 0 |  |  | 0
3 | 2 | 23 | 0 | 0 | 13.9 | 1.5 | 0 | 13.9 | 0 | 0 |  | 0 | 0 |  | 0 | 0 |  |  | 0
3 | 3 | 0 | 0 | 0 | 13.3 | 2.1 | 0 | 13.3 | 0 | 0 |  | 0 | 0 |  | 0 | 0 |  |  | 0
3 | 3 | 1 | 0 | 0 | 11.1 | 2.1 | 0 | 11.1 | 0 | 0 |  | 0 | 0 |  | 0 | 0 |  |  | 0
3 | 3 | 2 | 0 | 0 | 10.6 | 1.5 | 0 | 10.6 | 0 | 0 |  | 0 | 0 |  | 0 | 0 |  |  | 0
3 | 3 | 3 | 0 | 0 | 10 | 2.1 | 0 | 10 | 0 | 0 |  | 0 | 0 |  | 0 | 0 |  |  | 0
3 | 3 | 4 | 0 | 0 | 10 | 2.6 | 0 | 10 | 0 | 0 |  | 0 | 0 |  | 0 | 0 |  |  | 0
3 | 3 | 5 | 0 | 0 | 12.2 | 3.1 | 0 | 12.2 | 0 | 0 |  | 0 | 0 |  | 0 | 0 |  |  | 0
3 | 3 | 6 | 0 | 0 | 10 | 2.1 | 0 | 10 | 0 | 0 |  | 0 | 0 |  | 0 | 0 |  |  | 0
3 | 3 | 7 | 397 | 22 | 11.7 | 3.1 | 118.082 | 12.81 | 864.64 | 792.158 |  | 0 | 0 | 0 | 0 | 0 | 0 |  | 174.9541
3 | 3 | 8 | 692 | 61 | 15 | 3.6 | 399.916 | 22.811 | 3318.041 | 3183.948 |  | 1475.2199 | 0.11909 | 0.094624 | 1248.213 | 0.10076 | 0.080063 |  | 2017.5136
3 | 3 | 9 | 807 | 79 | 17.2 | 3.1 | 650.581 | 31.902 | 5406.946 | 5204.226 |  | 7651.2235 | 0.3163 | 0.27001 | 6441.3071 | 0.26628 | 0.22731 |  | 4169.6163
3 | 3 | 10 | 848 | 113 | 20 | 4.6 | 862.797 | 37.369 | 7085.599 | 6816.95 |  | 11390.4664 | 0.33576 | 0.28578 | 9740.8388 | 0.28713 | 0.24439 |  | 6018.9033
3 | 3 | 11 | 816 | 142 | 22.2 | 4.1 | 960.642 | 42.854 | 7743.277 | 7446.181 |  | 13225.247 | 0.34258 | 0.28713 | 11498.3662 | 0.29785 | 0.24964 |  | 6977.4484
3 | 3 | 12 | 865 | 132 | 23.3 | 3.1 | 1036.935 | 47.75 | 8207.389 | 7889.33 |  | 15232.1903 | 0.34267 | 0.29645 | 13268.8274 | 0.2985 | 0.25824 |  | 7830.1807
3 | 3 | 13 | 872 | 137 | 25 | 3.1 | 1028.755 | 49.37 | 8091.686 | 7778.921 |  | 15519.9633 | 0.3425 | 0.29558 | 13523.4655 | 0.29844 | 0.25756 |  | 7998.5979
3 | 3 | 14 | 809 | 144 | 25.6 | 2.1 | 898.945 | 49.754 | 7054.07 | 6786.748 |  | 13582.725 | 0.34264 | 0.28776 | 11833.4299 | 0.29852 | 0.2507 |  | 7156.0393
3 | 3 | 15 | 785 | 125 | 26.1 | 3.1 | 738.348 | 43.762 | 5900.682 | 5679.567 |  | 11346.6143 | 0.33856 | 0.28312 | 9813.3588 | 0.29281 | 0.24486 |  | 6052.2997
3 | 3 | 16 | 746 | 107 | 26.1 | 3.1 | 532.623 | 38.796 | 4253.074 | 4090.1 |  | 8116.6838 | 0.32502 | 0.26533 | 6831.081 | 0.27354 | 0.22331 |  | 4527.508
3 | 3 | 17 | 476 | 109 | 26.1 | 0 | 262.602 | 38.709 | 1974.552 | 1876.739 |  | 3072.4364 | 0.29372 | 0.18986 | 2560.4207 | 0.24477 | 0.15822 |  | 2156.5278
3 | 3 | 18 | 0 | 0 | 23.9 | 0 | 0 | 23.9 | 0 | 0 |  | 0 | 0 |  | 0 | 0 |  |  | 0
3 | 3 | 19 | 0 | 0 | 22.2 | 3.1 | 0 | 22.2 | 0 | 0 |  | 0 | 0 |  | 0 | 0 |  |  | 0
3 | 3 | 20 | 0 | 0 | 21.1 | 2.6 | 0 | 21.1 | 0 | 0 |  | 0 | 0 |  | 0 | 0 |  |  | 0
3 | 3 | 21 | 0 | 0 | 20.6 | 3.1 | 0 | 20.6 | 0 | 0 |  | 0 | 0 |  | 0 | 0 |  |  | 0
3 | 3 | 22 | 0 | 0 | 18.9 | 3.6 | 0 | 18.9 | 0 | 0 |  | 0 | 0 |  | 0 | 0 |  |  | 0
3 | 3 | 23 | 0 | 0 | 16.7 | 2.6 | 0 | 16.7 | 0 | 0 |  | 0 | 0 |  | 0 | 0 |  |  | 0
3 | 4 | 0 | 0 | 0 | 16.1 | 0 | 0 | 16.1 | 0 | 0 |  | 0 | 0 |  | 0 | 0 |  |  | 0
3 | 4 | 1 | 0 | 0 | 15 | 2.1 | 0 | 15 | 0 | 0 |  | 0 | 0 |  | 0 | 0 |  |  | 0
3 | 4 | 2 | 0 | 0 | 13.9 | 1.5 | 0 | 13.9 | 0 | 0 |  | 0 | 0 |  | 0 | 0 |  |  | 0
3 | 4 | 3 | 0 | 0 | 13.3 | 0 | 0 | 13.3 | 0 | 0 |  | 0 | 0 |  | 0 | 0 |  |  | 0
3 | 4 | 4 | 0 | 0 | 12.2 | 0 | 0 | 12.2 | 0 | 0 |  | 0 | 0 |  | 0 | 0 |  |  | 0
3 | 4 | 5 | 0 | 0 | 11.7 | 2.1 | 0 | 11.7 | 0 | 0 |  | 0 | 0 |  | 0 | 0 |  |  | 0
3 | 4 | 6 | 0 | 0 | 12.2 | 2.6 | 0 | 12.2 | 0 | 0 |  | 0 | 0 |  | 0 | 0 |  |  | 0
3 | 4 | 7 | 415 | 22 | 13.3 | 3.1 | 122.257 | 14.532 | 888.453 | 815.473 |  | 0 | 0 | 0 | 0 | 0 | 0 |  | 183.1523
3 | 4 | 8 | 727 | 57 | 15.6 | 4.6 | 412.476 | 22.885 | 3419.346 | 3282.269 |  | 1588.9156 | 0.12168 | 0.098994 | 1346.0029 | 0.10308 | 0.08386 |  | 2086.9711
3 | 4 | 9 | 825 | 87 | 17.8 | 2.6 | 672.63 | 33.882 | 5551.542 | 5343.521 |  | 7844.3833 | 0.31654 | 0.26728 | 6606.522 | 0.26659 | 0.2251 |  | 4312.0603
3 | 4 | 10 | 836 | 117 | 20 | 2.1 | 857.758 | 42.411 | 6914.536 | 6653.045 |  | 11249.9626 | 0.33586 | 0.28381 | 9622.2652 | 0.28726 | 0.24275 |  | 5979.3988
3 | 4 | 11 | 881 | 119 | 21.7 | 1.5 | 997.981 | 50.285 | 7821.062 | 7520.503 |  | 14296.0991 | 0.34259 | 0.29798 | 12429.4052 | 0.29786 | 0.25907 |  | 7312.0506
3 | 4 | 12 | 769 | 227 | 22.2 | 4.1 | 1051.586 | 44.96 | 8411.72 | 8084.199 |  | 13553.8791 | 0.34267 | 0.26333 | 11807.8119 | 0.29852 | 0.2294 |  | 7699.3734
3 | 4 | 13 | 115 | 368 | 22.2 | 5.2 | 488.729 | 31.961 | 4100.534 | 3942.475 |  | 2047.9787 | 0.34247 | 0.080948 | 1784.4098 | 0.2984 | 0.07053 |  | 3393.5173
3 | 4 | 14 | 282 | 331 | 21.1 | 6.2 | 616.988 | 31.277 | 5186.898 | 4992.108 |  | 4736.4244 | 0.34264 | 0.1518 | 4126.5301 | 0.29852 | 0.13226 |  | 4370.7974
3 | 4 | 15 | 113 | 274 | 21.1 | 6.7 | 360.557 | 26.721 | 3077.188 | 2950.052 |  | 1633.4258 | 0.33856 | 0.085032 | 1412.716 | 0.29282 | 0.073542 |  | 2575.6674
3 | 4 | 16 | 0 | 62 | 19.4 | 7.2 | 55.105 | 19.63 | 482.813 | 418.076 |  | 0 | 0.325 | 0 | 0 | 0.27352 | 0 |  | 406.0667
3 | 4 | 17 | 254 | 144 | 18.3 | 4.1 | 235.647 | 22.105 | 1947.542 | 1850.396 |  | 1633.9786 | 0.29313 | 0.12441 | 1362.4724 | 0.24442 | 0.10373 |  | 1672.4159
3 | 4 | 18 | 0 | 0 | 17.8 | 4.6 | 0 | 17.8 | 0 | 0 |  | 0 | 0 |  | 0 | 0 |  |  | 0
3 | 4 | 19 | 0 | 0 | 17.2 | 3.6 | 0 | 17.2 | 0 | 0 |  | 0 | 0 |  | 0 | 0 |  |  | 0
3 | 4 | 20 | 0 | 0 | 17.2 | 1.5 | 0 | 17.2 | 0 | 0 |  | 0 | 0 |  | 0 | 0 |  |  | 0
3 | 4 | 21 | 0 | 0 | 17.2 | 3.6 | 0 | 17.2 | 0 | 0 |  | 0 | 0 |  | 0 | 0 |  |  | 0
3 | 4 | 22 | 0 | 0 | 14.4 | 3.1 | 0 | 14.4 | 0 | 0 |  | 0 | 0 |  | 0 | 0 |  |  | 0
3 | 4 | 23 | 0 | 0 | 14.4 | 0 | 0 | 14.4 | 0 | 0 |  | 0 | 0 |  | 0 | 0 |  |  | 0
3 | 5 | 0 | 0 | 0 | 13.9 | 4.1 | 0 | 13.9 | 0 | 0 |  | 0 | 0 |  | 0 | 0 |  |  | 0
3 | 5 | 1 | 0 | 0 | 12.8 | 0 | 0 | 12.8 | 0 | 0 |  | 0 | 0 |  | 0 | 0 |  |  | 0
3 | 5 | 2 | 0 | 0 | 11.7 | 1.5 | 0 | 11.7 | 0 | 0 |  | 0 | 0 |  | 0 | 0 |  |  | 0
3 | 5 | 3 | 0 | 0 | 11.1 | 3.6 | 0 | 11.1 | 0 | 0 |  | 0 | 0 |  | 0 | 0 |  |  | 0
3 | 5 | 4 | 0 | 0 | 10 | 1.5 | 0 | 10 | 0 | 0 |  | 0 | 0 |  | 0 | 0 |  |  | 0
3 | 5 | 5 | 0 | 0 | 10 | 2.1 | 0 | 10 | 0 | 0 |  | 0 | 0 |  | 0 | 0 |  |  | 0
3 | 5 | 6 | 0 | 0 | 10 | 4.1 | 0 | 10 | 0 | 0 |  | 0 | 0 |  | 0 | 0 |  |  | 0
3 | 5 | 7 | 0 | 17 | 10.6 | 4.6 | 15.037 | 9.421 | 136.372 | 78.231 |  | 0 | 0 | 0 | 0 | 0 | 0 |  | 46.6959
3 | 5 | 8 | 60 | 138 | 11.1 | 5.2 | 163.849 | 12.908 | 1455.637 | 1370.19 |  | 134.5022 | 0.12438 | 0.016154 | 114.0775 | 0.10549 | 0.013701 |  | 941.1688
3 | 5 | 9 | 46 | 223 | 12.2 | 5.7 | 253.158 | 15.767 | 2244.376 | 2139.77 |  | 438.6367 | 0.31678 | 0.033504 | 369.5554 | 0.26689 | 0.028227 |  | 1652.1305
3 | 5 | 10 | 0 | 109 | 12.2 | 6.7 | 97.736 | 12.954 | 875.972 | 803.254 |  | 0 | 0.33595 | 0 | 0 | 0.28739 | 0 |  | 723.7004
3 | 5 | 11 | 0 | 178 | 11.1 | 6.7 | 162.81 | 12.742 | 1460.238 | 1374.685 |  | 0 | 0.3426 | 0 | 0 | 0.29787 | 0 |  | 1188.3546
3 | 5 | 12 | 0 | 187 | 12.8 | 2.6 | 171.374 | 15.827 | 1521.136 | 1434.179 |  | 0 | 0.34266 | 0 | 0 | 0.29854 | 0 |  | 1249.4017
3 | 5 | 13 | 85 | 346 | 12.2 | 2.1 | 434.133 | 22.519 | 3765.865 | 3618.312 |  | 1514.5389 | 0.34245 | 0.067052 | 1319.5297 | 0.29836 | 0.058418 |  | 3003.0957
3 | 5 | 14 | 0 | 114 | 12.8 | 3.6 | 102.374 | 14.547 | 912.631 | 839.141 |  | 0 | 0.34264 | 0 | 0 | 0.29853 | 0 |  | 761.4221
3 | 5 | 15 | 0 | 132 | 13.9 | 6.2 | 119.635 | 14.91 | 1065.194 | 988.447 |  | 0 | 0.33856 | 0 | 0 | 0.29281 | 0 |  | 878.8114
3 | 5 | 16 | 0 | 89 | 13.9 | 4.6 | 79.938 | 14.327 | 713.147 | 643.797 |  | 0 | 0.32497 | 0 | 0 | 0.27351 | 0 |  | 582.8721
3 | 5 | 17 | 299 | 150 | 13.3 | 4.1 | 254.216 | 17.498 | 2124.329 | 2022.776 |  | 1916.3562 | 0.29248 | 0.13283 | 1598.9466 | 0.24404 | 0.11083 |  | 1847.7352
3 | 5 | 18 | 0 | 0 | 12.2 | 2.6 | 0 | 12.2 | 0 | 0 |  | 0 | 0 |  | 0 | 0 |  |  | 0
3 | 5 | 19 | 0 | 0 | 11.1 | 2.1 | 0 | 11.1 | 0 | 0 |  | 0 | 0 |  | 0 | 0 |  |  | 0
3 | 5 | 20 | 0 | 0 | 11.1 | 2.1 | 0 | 11.1 | 0 | 0 |  | 0 | 0 |  | 0 | 0 |  |  | 0
3 | 5 | 21 | 0 | 0 | 11.1 | 4.6 | 0 | 11.1 | 0 | 0 |  | 0 | 0 |  | 0 | 0 |  |  | 0
3 | 5 | 22 | 0 | 0 | 11.1 | 4.1 | 0 | 11.1 | 0 | 0 |  | 0 | 0 |  | 0 | 0 |  |  | 0
3 | 5 | 23 | 0 | 0 | 11.1 | 5.2 | 0 | 11.1 | 0 | 0 |  | 0 | 0 |  | 0 | 0 |  |  | 0
3 | 6 | 0 | 0 | 0 | 10 | 5.2 | 0 | 10 | 0 | 0 |  | 0 | 0 |  | 0 | 0 |  |  | 0
3 | 6 | 1 | 0 | 0 | 8.9 | 4.6 | 0 | 8.9 | 0 | 0 |  | 0 | 0 |  | 0 | 0 |  |  | 0
3 | 6 | 2 | 0 | 0 | 8.9 | 4.6 | 0 | 8.9 | 0 | 0 |  | 0 | 0 |  | 0 | 0 |  |  | 0
3 | 6 | 3 | 0 | 0 | 8.3 | 2.1 | 0 | 8.3 | 0 | 0 |  | 0 | 0 |  | 0 | 0 |  |  | 0
3 | 6 | 4 | 0 | 0 | 7.8 | 0 | 0 | 7.8 | 0 | 0 |  | 0 | 0 |  | 0 | 0 |  |  | 0
3 | 6 | 5 | 0 | 0 | 7.8 | 3.1 | 0 | 7.8 | 0 | 0 |  | 0 | 0 |  | 0 | 0 |  |  | 0
3 | 6 | 6 | 0 | 0 | 7.2 | 4.6 | 0 | 7.2 | 0 | 0 |  | 0 | 0 |  | 0 | 0 |  |  | 0
3 | 6 | 7 | 0 | 12 | 7.2 | 5.7 | 10.601 | 6.063 | 97.215 | 39.794 |  | 0 | 0 | 0 | 0 | 0 | 0 |  | 33.2528
3 | 6 | 8 | 0 | 47 | 7.2 | 4.6 | 41.714 | 6.558 | 381.898 | 319.124 |  | 0 | 0.12719 | 0 | 0 | 0.10801 | 0 |  | 271.181
3 | 6 | 9 | 0 | 81 | 7.2 | 3.1 | 72.127 | 7.241 | 658.845 | 590.6 |  | 0 | 0.31702 | 0 | 0 | 0.26718 | 0 |  | 524.1304
3 | 6 | 10 | 0 | 109 | 7.2 | 5.2 | 97.727 | 7.789 | 891.078 | 818.042 |  | 0 | 0.33605 | 0 | 0 | 0.28752 | 0 |  | 723.7561
3 | 6 | 11 | 0 | 127 | 7.2 | 3.6 | 114.501 | 8.375 | 1042.006 | 965.759 |  | 0 | 0.34261 | 0 | 0 | 0.29788 | 0 |  | 847.8865
3 | 6 | 12 | 0 | 133 | 7.8 | 3.1 | 120.151 | 9.229 | 1090.339 | 1013.047 |  | 0 | 0.34266 | 0 | 0 | 0.29856 | 0 |  | 888.6139
3 | 6 | 13 | 0 | 133 | 7.8 | 2.6 | 120.123 | 9.339 | 1089.686 | 1012.408 |  | 0 | 0.34243 | 0 | 0 | 0.29832 | 0 |  | 888.632
3 | 6 | 14 | 0 | 114 | 7.2 | 1.5 | 102.365 | 8.509 | 931.152 | 857.271 |  | 0 | 0.34264 | 0 | 0 | 0.29853 | 0 |  | 761.4242
3 | 6 | 15 | 0 | 95 | 7.2 | 0 | 84.832 | 8.749 | 771.047 | 700.51 |  | 0 | 0.33856 | 0 | 0 | 0.29281 | 0 |  | 632.476
3 | 6 | 16 | 0 | 88 | 7.2 | 0 | 78.95 | 8.188 | 718.924 | 649.457 |  | 0 | 0.32494 | 0 | 0 | 0.27349 | 0 |  | 576.2884
3 | 6 | 17 | 0 | 101 | 7.8 | 0 | 97.663 | 9.613 | 885.131 | 812.221 |  | 0 | 0.29177 | 0 | 0 | 0.24361 | 0 |  | 615.0852
3 | 6 | 18 | 0 | 0 | 7.8 | 2.1 | 0 | 7.8 | 0 | 0 |  | 0 | 0 |  | 0 | 0 |  |  | 0
3 | 6 | 19 | 0 | 0 | 7.2 | 1.5 | 0 | 7.2 | 0 | 0 |  | 0 | 0 |  | 0 | 0 |  |  | 0
3 | 6 | 20 | 0 | 0 | 7.2 | 1.5 | 0 | 7.2 | 0 | 0 |  | 0 | 0 |  | 0 | 0 |  |  | 0
3 | 6 | 21 | 0 | 0 | 7.2 | 1.5 | 0 | 7.2 | 0 | 0 |  | 0 | 0 |  | 0 | 0 |  |  | 0
3 | 6 | 22 | 0 | 0 | 7.2 | 2.6 | 0 | 7.2 | 0 | 0 |  | 0 | 0 |  | 0 | 0 |  |  | 0
3 | 6 | 23 | 0 | 0 | 6.7 | 2.1 | 0 | 6.7 | 0 | 0 |  | 0 | 0 |  | 0 | 0 |  |  | 0
3 | 7 | 0 | 0 | 0 | 6.7 | 3.6 | 0 | 6.7 | 0 | 0 |  | 0 | 0 |  | 0 | 0 |  |  | 0
3 | 7 | 1 | 0 | 0 | 6.1 | 3.1 | 0 | 6.1 | 0 | 0 |  | 0 | 0 |  | 0 | 0 |  |  | 0
3 | 7 | 2 | 0 | 0 | 6.1 | 3.6 | 0 | 6.1 | 0 | 0 |  | 0 | 0 |  | 0 | 0 |  |  | 0
3 | 7 | 3 | 0 | 0 | 6.1 | 4.1 | 0 | 6.1 | 0 | 0 |  | 0 | 0 |  | 0 | 0 |  |  | 0
3 | 7 | 4 | 0 | 0 | 6.1 | 3.1 | 0 | 6.1 | 0 | 0 |  | 0 | 0 |  | 0 | 0 |  |  | 0
3 | 7 | 5 | 0 | 0 | 6.1 | 2.6 | 0 | 6.1 | 0 | 0 |  | 0 | 0 |  | 0 | 0 |  |  | 0
3 | 7 | 6 | 0 | 0 | 6.1 | 0 | 0 | 6.1 | 0 | 0 |  | 0 | 0 |  | 0 | 0 |  |  | 0
3 | 7 | 7 | 57 | 45 | 6.7 | 0 | 58.628 | 5.031 | 511.041 | 445.748 |  | 0 | 0 | 0 | 0 | 0 | 0 |  | 143.8156
3 | 7 | 8 | 143 | 146 | 6.7 | 2.6 | 217.252 | 10.559 | 1931.673 | 1834.916 |  | 337.5937 | 0.13009 | 0.032904 | 287.0349 | 0.11061 | 0.027976 |  | 1194.0032
3 | 7 | 9 | 0 | 121 | 7.2 | 2.1 | 109.354 | 8.904 | 993.426 | 918.221 |  | 0 | 0.31725 | 0 | 0 | 0.26746 | 0 |  | 783.1779
3 | 7 | 10 | 6 | 198 | 7.8 | 1.5 | 187.642 | 11.657 | 1688.983 | 1598.089 |  | 81.1737 | 0.33613 | 0.0076316 | 69.4653 | 0.28765 | 0.0065308 |  | 1352.329
3 | 7 | 11 | 6 | 232 | 8.3 | 3.6 | 220.871 | 12.175 | 1984.743 | 1886.678 |  | 97.6987 | 0.34262 | 0.0078377 | 84.9448 | 0.29789 | 0.0068146 |  | 1593.4619
3 | 7 | 12 | 102 | 372 | 9.4 | 2.1 | 480.817 | 21.151 | 4190.716 | 4029.761 |  | 1802.1796 | 0.34265 | 0.072699 | 1570.3397 | 0.29857 | 0.063347 |  | 3307.5648
3 | 7 | 13 | 279 | 387 | 10.6 | 0 | 702.767 | 38.075 | 5766.906 | 5550.857 |  | 4975.947 | 0.34241 | 0.14278 | 4334.6152 | 0.29828 | 0.12438 |  | 4857.2734
3 | 7 | 14 | 294 | 338 | 11.7 | 0 | 633.351 | 38.294 | 5190.733 | 4995.806 |  | 4941.8889 | 0.34264 | 0.15363 | 4305.7515 | 0.29853 | 0.13385 |  | 4511.3053
3 | 7 | 15 | 627 | 201 | 12.8 | 2.6 | 694.538 | 30.13 | 5838.635 | 5619.877 |  | 9060.845 | 0.33855 | 0.24281 | 7836.1736 | 0.29279 | 0.21 |  | 5506.7447
3 | 7 | 16 | 748 | 108 | 12.8 | 3.1 | 532.093 | 25.558 | 4454.146 | 4284.572 |  | 8117.5587 | 0.3249 | 0.26481 | 6832.4571 | 0.27347 | 0.22289 |  | 4534.8059
3 | 7 | 17 | 480 | 100 | 12.2 | 2.1 | 253.064 | 18.903 | 2031.219 | 1932 |  | 3050.6085 | 0.29099 | 0.19389 | 2548.9818 | 0.24314 | 0.16201 |  | 2101.7834
3 | 7 | 18 | 0 | 0 | 11.1 | 2.6 | 0 | 11.1 | 0 | 0 |  | 0 | 0 |  | 0 | 0 |  |  | 0
3 | 7 | 19 | 0 | 0 | 10.6 | 2.1 | 0 | 10.6 | 0 | 0 |  | 0 | 0 |  | 0 | 0 |  |  | 0
3 | 7 | 20 | 0 | 0 | 10 | 2.6 | 0 | 10 | 0 | 0 |  | 0 | 0 |  | 0 | 0 |  |  | 0
3 | 7 | 21 | 0 | 0 | 9.4 | 0 | 0 | 9.4 | 0 | 0 |  | 0 | 0 |  | 0 | 0 |  |  | 0
3 | 7 | 22 | 0 | 0 | 9.4 | 3.1 | 0 | 9.4 | 0 | 0 |  | 0 | 0 |  | 0 | 0 |  |  | 0
3 | 7 | 23 | 0 | 0 | 8.3 | 2.6 | 0 | 8.3 | 0 | 0 |  | 0 | 0 |  | 0 | 0 |  |  | 0
3 | 8 | 0 | 0 | 0 | 8.3 | 3.6 | 0 | 8.3 | 0 | 0 |  | 0 | 0 |  | 0 | 0 |  |  | 0
3 | 8 | 1 | 0 | 0 | 7.8 | 2.6 | 0 | 7.8 | 0 | 0 |  | 0 | 0 |  | 0 | 0 |  |  | 0
3 | 8 | 2 | 0 | 0 | 7.8 | 2.6 | 0 | 7.8 | 0 | 0 |  | 0 | 0 |  | 0 | 0 |  |  | 0
3 | 8 | 3 | 0 | 0 | 6.7 | 0 | 0 | 6.7 | 0 | 0 |  | 0 | 0 |  | 0 | 0 |  |  | 0
3 | 8 | 4 | 0 | 0 | 6.7 | 2.1 | 0 | 6.7 | 0 | 0 |  | 0 | 0 |  | 0 | 0 |  |  | 0
3 | 8 | 5 | 0 | 0 | 6.7 | 0 | 0 | 6.7 | 0 | 0 |  | 0 | 0 |  | 0 | 0 |  |  | 0
3 | 8 | 6 | 0 | 0 | 6.1 | 0 | 0 | 6.1 | 0 | 0 |  | 0 | 0 |  | 0 | 0 |  |  | 0
3 | 8 | 7 | 453 | 28 | 8.3 | 0 | 138.588 | 10.934 | 1029.622 | 953.641 |  | 0 | 0 | 0 | 0 | 0 | 0 |  | 225.1311
3 | 8 | 8 | 721 | 64 | 10.6 | 3.1 | 420.136 | 19.346 | 3533.125 | 3392.652 |  | 1747.4011 | 0.13309 | 0.10597 | 1487.5394 | 0.1133 | 0.090211 |  | 2146.3157
3 | 8 | 9 | 873 | 70 | 12.2 | 2.6 | 684.808 | 28.731 | 5756.819 | 5541.15 |  | 8395.3267 | 0.31747 | 0.27874 | 7079.9018 | 0.26773 | 0.23506 |  | 4458.6447
3 | 8 | 10 | 884 | 105 | 13.9 | 3.1 | 887.963 | 34.774 | 7362.154 | 7081.723 |  | 11980.0856 | 0.33622 | 0.29117 | 10253.9671 | 0.28778 | 0.24922 |  | 6233.266
3 | 8 | 11 | 959 | 92 | 15 | 3.1 | 1035.316 | 39.607 | 8446.428 | 8117.285 |  | 15632.3359 | 0.34262 | 0.30982 | 13591.9361 | 0.2979 | 0.26939 |  | 7740.8508
3 | 8 | 12 | 967 | 100 | 16.1 | 0 | 1094.629 | 57.679 | 8336.979 | 8012.936 |  | 17097.7598 | 0.34265 | 0.31003 | 14899.0067 | 0.29858 | 0.27016 |  | 8467.8951
3 | 8 | 13 | 896 | 139 | 17.2 | 4.1 | 1054.818 | 40.383 | 8582.067 | 8246.55 |  | 15986.5935 | 0.3424 | 0.29611 | 13925.1221 | 0.29824 | 0.25793 |  | 8227.0757
3 | 8 | 14 | 790 | 174 | 17.2 | 3.1 | 919.037 | 39.505 | 7495.356 | 7209.157 |  | 13281.2476 | 0.34264 | 0.27729 | 11571.7448 | 0.29854 | 0.2416 |  | 7219.0979
3 | 8 | 15 | 577 | 212 | 17.2 | 2.1 | 668.358 | 35.747 | 5507.134 | 5300.748 |  | 8336.2997 | 0.33855 | 0.23316 | 7209.2689 | 0.29278 | 0.20164 |  | 5246.6877
3 | 8 | 16 | 187 | 206 | 17.2 | 2.1 | 313.832 | 25.918 | 2661.997 | 2546.389 |  | 2027.6058 | 0.32486 | 0.11888 | 1706.6728 | 0.27344 | 0.10006 |  | 2304.9423
3 | 8 | 17 | 28 | 109 | 16.7 | 0 | 118.525 | 22.321 | 1017.798 | 942.071 |  | 177.1106 | 0.29014 | 0.027967 | 148.1053 | 0.24262 | 0.023386 |  | 750.1216
3 | 8 | 18 | 0 | 0 | 16.7 | 0 | 0 | 16.7 | 0 | 0 |  | 0 | 0 |  | 0 | 0 |  |  | 0
3 | 8 | 19 | 0 | 0 | 15.6 | 0 | 0 | 15.6 | 0 | 0 |  | 0 | 0 |  | 0 | 0 |  |  | 0
3 | 8 | 20 | 0 | 0 | 14.4 | 1.5 | 0 | 14.4 | 0 | 0 |  | 0 | 0 |  | 0 | 0 |  |  | 0
3 | 8 | 21 | 0 | 0 | 13.3 | 0 | 0 | 13.3 | 0 | 0 |  | 0 | 0 |  | 0 | 0 |  |  | 0
3 | 8 | 22 | 0 | 0 | 13.3 | 1.5 | 0 | 13.3 | 0 | 0 |  | 0 | 0 |  | 0 | 0 |  |  | 0
3 | 8 | 23 | 0 | 0 | 12.8 | 0 | 0 | 12.8 | 0 | 0 |  | 0 | 0 |  | 0 | 0 |  |  | 0
3 | 9 | 0 | 0 | 0 | 11.1 | 0 | 0 | 11.1 | 0 | 0 |  | 0 | 0 |  | 0 | 0 |  |  | 0
3 | 9 | 1 | 0 | 0 | 10.6 | 1.5 | 0 | 10.6 | 0 | 0 |  | 0 | 0 |  | 0 | 0 |  |  | 0
3 | 9 | 2 | 0 | 0 | 10 | 1.5 | 0 | 10 | 0 | 0 |  | 0 | 0 |  | 0 | 0 |  |  | 0
3 | 9 | 3 | 0 | 0 | 10 | 1.5 | 0 | 10 | 0 | 0 |  | 0 | 0 |  | 0 | 0 |  |  | 0
3 | 9 | 4 | 0 | 0 | 10 | 1.5 | 0 | 10 | 0 | 0 |  | 0 | 0 |  | 0 | 0 |  |  | 0
3 | 9 | 5 | 0 | 0 | 9.4 | 0 | 0 | 9.4 | 0 | 0 |  | 0 | 0 |  | 0 | 0 |  |  | 0
3 | 9 | 6 | 0 | 0 | 9.4 | 0 | 0 | 9.4 | 0 | 0 |  | 0 | 0 |  | 0 | 0 |  |  | 0
3 | 9 | 7 | 471 | 28 | 10.6 | 2.1 | 143.021 | 12.493 | 1055.792 | 979.247 |  | 0 | 0 | 0 | 0 | 0 | 0 |  | 234.8971
3 | 9 | 8 | 711 | 65 | 12.8 | 2.1 | 417.197 | 22.573 | 3471.389 | 3332.764 |  | 1769.2389 | 0.13617 | 0.10785 | 1507.9701 | 0.11606 | 0.09192 |  | 2135.9351
3 | 9 | 9 | 845 | 87 | 14.4 | 0 | 690.185 | 40.826 | 5555.682 | 5347.507 |  | 8148.6061 | 0.3177 | 0.26967 | 6873.6842 | 0.26799 | 0.22748 |  | 4449.4914
3 | 9 | 10 | 873 | 120 | 16.1 | 0 | 895.909 | 50.263 | 7011.489 | 6745.954 |  | 11850.855 | 0.3363 | 0.2853 | 10145.2415 | 0.2879 | 0.24424 |  | 6272.2718
3 | 9 | 11 | 739 | 203 | 17.2 | 3.1 | 961.752 | 40.094 | 7832.547 | 7531.476 |  | 12058.7192 | 0.34263 | 0.26299 | 10485.0433 | 0.29792 | 0.22867 |  | 6852.7783
3 | 9 | 12 | 901 | 131 | 17.8 | 2.1 | 1062.448 | 46.096 | 8462.338 | 8132.451 |  | 15941.6232 | 0.34264 | 0.29851 | 13892.1373 | 0.29859 | 0.26014 |  | 8147.7706
3 | 9 | 13 | 926 | 131 | 18.9 | 3.6 | 1064.567 | 43.182 | 8571.67 | 8236.644 |  | 16527.8459 | 0.34238 | 0.29968 | 14395.5704 | 0.29821 | 0.26102 |  | 8421.0601
3 | 9 | 14 | 735 | 196 | 18.9 | 3.6 | 892.701 | 39.529 | 7280.211 | 7003.298 |  | 12357.7935 | 0.34264 | 0.26658 | 10767.2155 | 0.29854 | 0.23227 |  | 6944.9101
3 | 9 | 15 | 677 | 174 | 18.9 | 1.5 | 706.377 | 40.186 | 5723.539 | 5509.119 |  | 9778.0221 | 0.33854 | 0.25719 | 8455.6326 | 0.29275 | 0.22241 |  | 5657.0707
3 | 9 | 16 | 506 | 145 | 18.9 | 3.1 | 434.874 | 29.347 | 3607.153 | 3464.448 |  | 5481.1314 | 0.32482 | 0.22384 | 4613.7559 | 0.27342 | 0.18842 |  | 3534.0551
3 | 9 | 17 | 386 | 107 | 18.3 | 3.1 | 230.151 | 23.288 | 1838.617 | 1744.132 |  | 2429.1697 | 0.28922 | 0.17331 | 2033.0695 | 0.24206 | 0.14505 |  | 1845.8008
3 | 9 | 18 | 56 | 0 | 17.2 | 3.1 | 6.176 | 16.288 | 27.765 | 0 |  | 0 | 0 | 0 | 0 | 0 | 0 |  | 47.0132
3 | 9 | 19 | 0 | 0 | 16.7 | 2.6 | 0 | 16.7 | 0 | 0 |  | 0 | 0 |  | 0 | 0 |  |  | 0
3 | 9 | 20 | 0 | 0 | 15.6 | 0 | 0 | 15.6 | 0 | 0 |  | 0 | 0 |  | 0 | 0 |  |  | 0
3 | 9 | 21 | 0 | 0 | 13.9 | 0 | 0 | 13.9 | 0 | 0 |  | 0 | 0 |  | 0 | 0 |  |  | 0
3 | 9 | 22 | 0 | 0 | 12.8 | 0 | 0 | 12.8 | 0 | 0 |  | 0 | 0 |  | 0 | 0 |  |  | 0
3 | 9 | 23 | 0 | 0 | 12.2 | 0 | 0 | 12.2 | 0 | 0 |  | 0 | 0 |  | 0 | 0 |  |  | 0
3 | 10 | 0 | 0 | 0 | 11.7 | 0 | 0 | 11.7 | 0 | 0 |  | 0 | 0 |  | 0 | 0 |  |  | 0
3 | 10 | 1 | 0 | 0 | 10.6 | 0 | 0 | 10.6 | 0 | 0 |  | 0 | 0 |  | 0 | 0 |  |  | 0
3 | 10 | 2 | 0 | 0 | 10 | 1.5 | 0 | 10 | 0 | 0 |  | 0 | 0 |  | 0 | 0 |  |  | 0
3 | 10 | 3 | 0 | 0 | 10 | 0 | 0 | 10 | 0 | 0 |  | 0 | 0 |  | 0 | 0 |  |  | 0
3 | 10 | 4 | 0 | 0 | 9.4 | 2.1 | 0 | 9.4 | 0 | 0 |  | 0 | 0 |  | 0 | 0 |  |  | 0
3 | 10 | 5 | 0 | 0 | 9.4 | 1.5 | 0 | 9.4 | 0 | 0 |  | 0 | 0 |  | 0 | 0 |  |  | 0
3 | 10 | 6 | 0 | 0 | 8.9 | 0 | 0 | 8.9 | 0 | 0 |  | 0 | 0 |  | 0 | 0 |  |  | 0
3 | 10 | 7 | 417 | 34 | 10.6 | 0 | 137.83 | 13.264 | 1033.088 | 957.033 |  | 0 | 0 | 0 | 0 | 0 | 0 |  | 238.0035
3 | 10 | 8 | 663 | 76 | 12.2 | 0 | 407.883 | 27.226 | 3346.341 | 3211.418 |  | 1694.0149 | 0.13933 | 0.10491 | 1445.5889 | 0.1189 | 0.089521 |  | 2088.8649
3 | 10 | 9 | 799 | 98 | 14.4 | 2.6 | 671.371 | 30.517 | 5612.498 | 5402.22 |  | 7726.1503 | 0.31791 | 0.26237 | 6518.9186 | 0.26824 | 0.22137 |  | 4317.9034
3 | 10 | 10 | 908 | 98 | 16.1 | 2.6 | 894.657 | 38.178 | 7326.216 | 7047.331 |  | 12346.175 | 0.33638 | 0.29503 | 10571.2649 | 0.28802 | 0.25261 |  | 6354.1131
3 | 10 | 11 | 935 | 102 | 17.8 | 3.6 | 1024.503 | 40.931 | 8317.517 | 7994.375 |  | 15272.2549 | 0.34264 | 0.30589 | 13279.6186 | 0.29793 | 0.26598 |  | 7643.4574
3 | 10 | 12 | 943 | 124 | 18.9 | 2.6 | 1097.431 | 46.428 | 8730.011 | 8387.468 |  | 16695.3082 | 0.34263 | 0.30225 | 14549.4021 | 0.29859 | 0.2634 |  | 8445.0258
3 | 10 | 13 | 890 | 142 | 20 | 3.6 | 1051.982 | 44.043 | 8443.131 | 8114.143 |  | 15890.3536 | 0.34237 | 0.29499 | 13839.4154 | 0.29818 | 0.25691 |  | 8203.7923
3 | 10 | 14 | 870 | 125 | 21.1 | 1.5 | 931.135 | 48.642 | 7337.569 | 7058.196 |  | 14628.1817 | 0.34264 | 0.29699 | 12745.4114 | 0.29854 | 0.25876 |  | 7506.1066
3 | 10 | 15 | 827 | 114 | 21.1 | 4.6 | 750.474 | 36.711 | 6154.255 | 5923.371 |  | 11939.9212 | 0.33852 | 0.28941 | 10324.4842 | 0.29272 | 0.25026 |  | 6252.3891
3 | 10 | 16 | 732 | 120 | 21.7 | 4.6 | 533.114 | 32.622 | 4353.613 | 4187.357 |  | 7920.7948 | 0.32477 | 0.2581 | 6667.6584 | 0.27339 | 0.21727 |  | 4520.9657
3 | 10 | 17 | 518 | 110 | 21.1 | 2.6 | 271.236 | 27.735 | 2108.203 | 2007.056 |  | 3242.0767 | 0.28822 | 0.19045 | 2715.8646 | 0.24144 | 0.15954 |  | 2268.3115
3 | 10 | 18 | 81 | 0 | 20 | 3.1 | 8.703 | 19.315 | 38.042 | 0 |  | 0 | 0 | 0 | 0 | 0 | 0 |  | 67.3237
3 | 10 | 19 | 0 | 0 | 18.3 | 1.5 | 0 | 18.3 | 0 | 0 |  | 0 | 0 |  | 0 | 0 |  |  | 0
3 | 10 | 20 | 0 | 0 | 17.2 | 0 | 0 | 17.2 | 0 | 0 |  | 0 | 0 |  | 0 | 0 |  |  | 0
3 | 10 | 21 | 0 | 0 | 16.1 | 0 | 0 | 16.1 | 0 | 0 |  | 0 | 0 |  | 0 | 0 |  |  | 0
3 | 10 | 22 | 0 | 0 | 15.6 | 0 | 0 | 15.6 | 0 | 0 |  | 0 | 0 |  | 0 | 0 |  |  | 0
3 | 10 | 23 | 0 | 0 | 14.4 | 0 | 0 | 14.4 | 0 | 0 |  | 0 | 0 |  | 0 | 0 |  |  | 0
3 | 11 | 0 | 0 | 0 | 13.3 | 2.1 | 0 | 13.3 | 0 | 0 |  | 0 | 0 |  | 0 | 0 |  |  | 0
3 | 11 | 1 | 0 | 0 | 12.8 | 0 | 0 | 12.8 | 0 | 0 |  | 0 | 0 |  | 0 | 0 |  |  | 0
3 | 11 | 2 | 0 | 0 | 10.6 | 0 | 0 | 10.6 | 0 | 0 |  | 0 | 0 |  | 0 | 0 |  |  | 0
3 | 11 | 3 | 0 | 0 | 10.6 | 0 | 0 | 10.6 | 0 | 0 |  | 0 | 0 |  | 0 | 0 |  |  | 0
3 | 11 | 4 | 0 | 0 | 10 | 2.6 | 0 | 10 | 0 | 0 |  | 0 | 0 |  | 0 | 0 |  |  | 0
3 | 11 | 5 | 0 | 0 | 10.6 | 2.1 | 0 | 10.6 | 0 | 0 |  | 0 | 0 |  | 0 | 0 |  |  | 0
3 | 11 | 6 | 0 | 0 | 11.7 | 2.6 | 0 | 11.7 | 0 | 0 |  | 0 | 0 |  | 0 | 0 |  |  | 0
3 | 11 | 7 | 490 | 31 | 12.2 | 0 | 151.388 | 15.575 | 1111.111 | 1033.368 |  | 0 | 0 | 0 | 0 | 0 | 0 |  | 258.3141
3 | 11 | 8 | 719 | 67 | 15.6 | 1.5 | 424.529 | 26.537 | 3486.307 | 3347.236 |  | 1886.3164 | 0.14257 | 0.11262 | 1611.5764 | 0.1218 | 0.096221 |  | 2184.6083
3 | 11 | 9 | 822 | 88 | 18.3 | 1.5 | 676.945 | 37.183 | 5523.848 | 5316.848 |  | 7970.0871 | 0.31813 | 0.26859 | 6726.2262 | 0.26848 | 0.22668 |  | 4368.036
3 | 11 | 10 | 879 | 109 | 20.6 | 2.6 | 890.085 | 42.415 | 7175.942 | 6903.473 |  | 11970.9685 | 0.33646 | 0.28984 | 10251.9486 | 0.28814 | 0.24822 |  | 6253.0355
3 | 11 | 11 | 894 | 130 | 22.2 | 2.6 | 1026.215 | 47.611 | 8125.26 | 7810.964 |  | 14616.6144 | 0.34264 | 0.29538 | 12709.957 | 0.29794 | 0.25685 |  | 7531.5203
3 | 11 | 12 | 847 | 155 | 22.8 | 1.5 | 1045.898 | 53.054 | 8111.495 | 7797.827 |  | 15004.4826 | 0.34262 | 0.28893 | 13076.2046 | 0.29859 | 0.2518 |  | 7880.9716
3 | 11 | 13 | 896 | 141 | 25 | 3.1 | 1056.607 | 49.993 | 8291.038 | 7969.123 |  | 16001.869 | 0.34236 | 0.29555 | 13935.7114 | 0.29815 | 0.25739 |  | 8248.2675
3 | 11 | 14 | 814 | 154 | 25.6 | 1.5 | 917.16 | 52.53 | 7120.571 | 6850.447 |  | 13686.3842 | 0.34264 | 0.28496 | 11924.8201 | 0.29854 | 0.24828 |  | 7270.2929
3 | 11 | 15 | 770 | 136 | 25.6 | 0 | 734.528 | 55.413 | 5613.813 | 5403.486 |  | 11111.9259 | 0.33851 | 0.27803 | 9607.7718 | 0.29269 | 0.2404 |  | 6018.0289
3 | 11 | 16 | 611 | 166 | 25.6 | 3.1 | 510.536 | 37.792 | 4104.513 | 3946.327 |  | 6603.8559 | 0.32472 | 0.22731 | 5559.3632 | 0.27336 | 0.19136 |  | 4201.1316
3 | 11 | 17 | 126 | 116 | 24.4 | 3.1 | 156.512 | 27.904 | 1283.051 | 1201.514 |  | 784.0107 | 0.28715 | 0.088887 | 657.3835 | 0.24077 | 0.074531 |  | 1092.8128
3 | 11 | 18 | 21 | 0 | 22.8 | 3.1 | 2.196 | 21.735 | 9.345 | 0 |  | 0 | 0 | 0 | 0 | 0 | 0 |  | 17.2739
3 | 11 | 19 | 0 | 0 | 21.1 | 2.1 | 0 | 21.1 | 0 | 0 |  | 0 | 0 |  | 0 | 0 |  |  | 0
3 | 11 | 20 | 0 | 0 | 18.9 | 1.5 | 0 | 18.9 | 0 | 0 |  | 0 | 0 |  | 0 | 0 |  |  | 0
3 | 11 | 21 | 0 | 0 | 17.2 | 2.1 | 0 | 17.2 | 0 | 0 |  | 0 | 0 |  | 0 | 0 |  |  | 0
3 | 11 | 22 | 0 | 0 | 17.2 | 1.5 | 0 | 17.2 | 0 | 0 |  | 0 | 0 |  | 0 | 0 |  |  | 0
3 | 11 | 23 | 0 | 0 | 15.6 | 0 | 0 | 15.6 | 0 | 0 |  | 0 | 0 |  | 0 | 0 |  |  | 0
3 | 12 | 0 | 0 | 0 | 15 | 0 | 0 | 15 | 0 | 0 |  | 0 | 0 |  | 0 | 0 |  |  | 0
3 | 12 | 1 | 0 | 0 | 15.6 | 2.6 | 0 | 15.6 | 0 | 0 |  | 0 | 0 |  | 0 | 0 |  |  | 0
3 | 12 | 2 | 0 | 0 | 12.2 | 0 | 0 | 12.2 | 0 | 0 |  | 0 | 0 |  | 0 | 0 |  |  | 0
3 | 12 | 3 | 0 | 0 | 12.8 | 2.1 | 0 | 12.8 | 0 | 0 |  | 0 | 0 |  | 0 | 0 |  |  | 0
3 | 12 | 4 | 0 | 0 | 12.2 | 1.5 | 0 | 12.2 | 0 | 0 |  | 0 | 0 |  | 0 | 0 |  |  | 0
3 | 12 | 5 | 0 | 0 | 11.7 | 2.6 | 0 | 11.7 | 0 | 0 |  | 0 | 0 |  | 0 | 0 |  |  | 0
3 | 12 | 6 | 0 | 0 | 11.1 | 1.5 | 0 | 11.1 | 0 | 0 |  | 0 | 0 |  | 0 | 0 |  |  | 0
3 | 12 | 7 | 485 | 31 | 13.3 | 1.5 | 150.675 | 15.62 | 1107.502 | 1029.837 |  | 0 | 0 | 0 | 0 | 0 | 0 |  | 260.999
3 | 12 | 8 | 676 | 76 | 17.2 | 3.1 | 415.196 | 25.835 | 3424.325 | 3287.1 |  | 1820.8685 | 0.14586 | 0.11053 | 1557.428 | 0.12476 | 0.094541 |  | 2137.6787
3 | 12 | 9 | 811 | 96 | 19.4 | 3.6 | 678.852 | 34.026 | 5604.538 | 5394.556 |  | 7884.4387 | 0.31833 | 0.26451 | 6655.2649 | 0.2687 | 0.22327 |  | 4377.762
3 | 12 | 10 | 796 | 145 | 21.1 | 2.1 | 863.018 | 43.613 | 6927.565 | 6665.533 |  | 10857.4883 | 0.33653 | 0.27228 | 9300.1419 | 0.28826 | 0.23323 |  | 5977.1983
3 | 12 | 11 | 870 | 139 | 22.8 | 0 | 1013.25 | 60.583 | 7627.105 | 7335.141 |  | 14237.3364 | 0.34264 | 0.29146 | 12380.6099 | 0.29796 | 0.25345 |  | 7418.7234
3 | 12 | 12 | 925 | 125 | 24.4 | 2.1 | 1080.604 | 52.882 | 8386.26 | 8059.926 |  | 16395.0995 | 0.34261 | 0.30129 | 14288.3071 | 0.29859 | 0.26258 |  | 8315.182
3 | 12 | 13 | 775 | 207 | 25.6 | 0 | 1015.565 | 64.181 | 7535.428 | 7247.481 |  | 13844.0862 | 0.34235 | 0.26983 | 12055.9174 | 0.29813 | 0.23498 |  | 7704.2094
3 | 12 | 14 | 637 | 236 | 26.1 | 2.6 | 840.326 | 47.411 | 6654.355 | 6403.56 |  | 10709.5882 | 0.34264 | 0.24537 | 9331.1257 | 0.29854 | 0.21379 |  | 6460.4064
3 | 12 | 15 | 282 | 286 | 26.1 | 2.1 | 515.083 | 40.36 | 4179.616 | 4019.019 |  | 4067.427 | 0.33849 | 0.15047 | 3516.5287 | 0.29265 | 0.13009 |  | 3775.4499
3 | 12 | 16 | 385 | 170 | 26.1 | 3.1 | 385.757 | 34.939 | 3144.884 | 3015.812 |  | 4156.0144 | 0.32466 | 0.19129 | 3498.8897 | 0.27333 | 0.16105 |  | 3072.8738
3 | 12 | 17 | 401 | 105 | 25.6 | 3.1 | 230.602 | 30.547 | 1788.872 | 1695.589 |  | 2479.6162 | 0.286 | 0.17484 | 2081.2014 | 0.24005 | 0.14675 |  | 1869.1497
3 | 12 | 18 | 71 | 1 | 23.9 | 2.1 | 8.572 | 23.194 | 41.675 | 0 |  | 0 | 0 | 0 | 0 | 0 | 0 |  | 61.8607
3 | 12 | 19 | 0 | 0 | 22.2 | 0 | 0 | 22.2 | 0 | 0 |  | 0 | 0 |  | 0 | 0 |  |  | 0
3 | 12 | 20 | 0 | 0 | 20.6 | 0 | 0 | 20.6 | 0 | 0 |  | 0 | 0 |  | 0 | 0 |  |  | 0
3 | 12 | 21 | 0 | 0 | 19.4 | 1.5 | 0 | 19.4 | 0 | 0 |  | 0 | 0 |  | 0 | 0 |  |  | 0
3 | 12 | 22 | 0 | 0 | 18.9 | 0 | 0 | 18.9 | 0 | 0 |  | 0 | 0 |  | 0 | 0 |  |  | 0
3 | 12 | 23 | 0 | 0 | 18.3 | 1.5 | 0 | 18.3 | 0 | 0 |  | 0 | 0 |  | 0 | 0 |  |  | 0
3 | 13 | 0 | 0 | 0 | 17.2 | 2.6 | 0 | 17.2 | 0 | 0 |  | 0 | 0 |  | 0 | 0 |  |  | 0
3 | 13 | 1 | 0 | 0 | 17.2 | 2.6 | 0 | 17.2 | 0 | 0 |  | 0 | 0 |  | 0 | 0 |  |  | 0
3 | 13 | 2 | 0 | 0 | 16.7 | 3.1 | 0 | 16.7 | 0 | 0 |  | 0 | 0 |  | 0 | 0 |  |  | 0
3 | 13 | 3 | 0 | 0 | 16.1 | 2.1 | 0 | 16.1 | 0 | 0 |  | 0 | 0 |  | 0 | 0 |  |  | 0
3 | 13 | 4 | 0 | 0 | 16.1 | 3.1 | 0 | 16.1 | 0 | 0 |  | 0 | 0 |  | 0 | 0 |  |  | 0
3 | 13 | 5 | 0 | 0 | 16.1 | 3.1 | 0 | 16.1 | 0 | 0 |  | 0 | 0 |  | 0 | 0 |  |  | 0
3 | 13 | 6 | 0 | 0 | 15.6 | 2.6 | 0 | 15.6 | 0 | 0 |  | 0 | 0 |  | 0 | 0 |  |  | 0
3 | 13 | 7 | 0 | 43 | 16.1 | 2.1 | 38.453 | 15.218 | 342.017 | 280.009 |  | 0 | 0 | 0 | 0 | 0 | 0 |  | 126.8577
3 | 13 | 8 | 155 | 165 | 17.8 | 2.1 | 241.397 | 22.569 | 2062.322 | 1962.326 |  | 428.5927 | 0.14921 | 0.037156 | 366.9852 | 0.12776 | 0.031815 |  | 1350.0955
3 | 13 | 9 | 603 | 176 | 20.6 | 3.6 | 617.286 | 33.492 | 5114.524 | 4922.306 |  | 5877.7137 | 0.31853 | 0.21225 | 4962.2624 | 0.26892 | 0.17919 |  | 3939.6468
3 | 13 | 10 | 820 | 153 | 22.2 | 2.6 | 892.826 | 43.873 | 7160.013 | 6888.219 |  | 11201.7919 | 0.3366 | 0.27115 | 9596.8986 | 0.28837 | 0.2323 |  | 6188.6791
3 | 13 | 11 | 888 | 122 | 23.9 | 1.5 | 1002.149 | 52.564 | 7785.375 | 7486.408 |  | 14544.7013 | 0.34265 | 0.29772 | 12648.3812 | 0.29797 | 0.25891 |  | 7445.3638
3 | 13 | 12 | 859 | 144 | 25 | 0 | 1046.121 | 64.129 | 7764.502 | 7466.463 |  | 15232.815 | 0.3426 | 0.29282 | 13275.4609 | 0.29858 | 0.25519 |  | 7912.0667
3 | 13 | 13 | 817 | 177 | 26.1 | 1.5 | 1016.272 | 55.457 | 7807.462 | 7507.511 |  | 14597.0515 | 0.34234 | 0.28108 | 12711.0795 | 0.29811 | 0.24477 |  | 7847.7098
3 | 13 | 14 | 722 | 193 | 26.1 | 3.1 | 875.802 | 47.05 | 6944.231 | 6681.505 |  | 12137.114 | 0.34264 | 0.26643 | 10574.8298 | 0.29854 | 0.23213 |  | 6824.2104
3 | 13 | 15 | 713 | 156 | 27.2 | 3.6 | 711.922 | 43.381 | 5698.612 | 5485.125 |  | 10277.8432 | 0.33847 | 0.26657 | 8884.89 | 0.2926 | 0.23044 |  | 5767.6944
3 | 13 | 16 | 683 | 130 | 26.7 | 3.6 | 514.022 | 38.298 | 4114.129 | 3955.636 |  | 7363.0672 | 0.3246 | 0.24952 | 6199.2721 | 0.2733 | 0.21009 |  | 4323.8173
3 | 13 | 17 | 530 | 106 | 26.1 | 3.6 | 268.529 | 31.905 | 2047.999 | 1948.362 |  | 3255.5998 | 0.28478 | 0.19154 | 2735.3533 | 0.23927 | 0.16093 |  | 2266.2876
3 | 13 | 18 | 99 | 1 | 25.6 | 2.6 | 11.149 | 25.117 | 51.283 | 0 |  | 0 | 0 | 0 | 0 | 0 | 0 |  | 83.738
3 | 13 | 19 | 0 | 0 | 24.4 | 2.1 | 0 | 24.4 | 0 | 0 |  | 0 | 0 |  | 0 | 0 |  |  | 0
3 | 13 | 20 | 0 | 0 | 21.1 | 1.5 | 0 | 21.1 | 0 | 0 |  | 0 | 0 |  | 0 | 0 |  |  | 0
3 | 13 | 21 | 0 | 0 | 21.1 | 2.1 | 0 | 21.1 | 0 | 0 |  | 0 | 0 |  | 0 | 0 |  |  | 0
3 | 13 | 22 | 0 | 0 | 18.3 | 0 | 0 | 18.3 | 0 | 0 |  | 0 | 0 |  | 0 | 0 |  |  | 0
3 | 13 | 23 | 0 | 0 | 18.3 | 0 | 0 | 18.3 | 0 | 0 |  | 0 | 0 |  | 0 | 0 |  |  | 0
3 | 14 | 0 | 0 | 0 | 18.3 | 0 | 0 | 18.3 | 0 | 0 |  | 0 | 0 |  | 0 | 0 |  |  | 0
3 | 14 | 1 | 0 | 0 | 17.2 | 1.5 | 0 | 17.2 | 0 | 0 |  | 0 | 0 |  | 0 | 0 |  |  | 0
3 | 14 | 2 | 0 | 0 | 15.6 | 2.6 | 0 | 15.6 | 0 | 0 |  | 0 | 0 |  | 0 | 0 |  |  | 0
3 | 14 | 3 | 0 | 0 | 15 | 2.6 | 0 | 15 | 0 | 0 |  | 0 | 0 |  | 0 | 0 |  |  | 0
3 | 14 | 4 | 0 | 0 | 14.4 | 1.5 | 0 | 14.4 | 0 | 0 |  | 0 | 0 |  | 0 | 0 |  |  | 0
3 | 14 | 5 | 0 | 0 | 14.4 | 2.1 | 0 | 14.4 | 0 | 0 |  | 0 | 0 |  | 0 | 0 |  |  | 0
3 | 14 | 6 | 0 | 0 | 13.9 | 0 | 0 | 13.9 | 0 | 0 |  | 0 | 0 |  | 0 | 0 |  |  | 0
3 | 14 | 7 | 484 | 37 | 15 | 1.5 | 157.749 | 17.558 | 1164.168 | 1085.265 |  | 0 | 0 | 0 | 0 | 0 | 0 |  | 287.5355
3 | 14 | 8 | 628 | 95 | 18.3 | 2.1 | 413.441 | 27.989 | 3394.425 | 3258.085 |  | 1782.2184 | 0.15261 | 0.10694 | 1527.6299 | 0.13081 | 0.091662 |  | 2143.272
3 | 14 | 9 | 818 | 97 | 20.6 | 1.5 | 686.112 | 39.616 | 5550.847 | 5342.851 |  | 7994.0508 | 0.31873 | 0.26494 | 6750.0331 | 0.26913 | 0.22371 |  | 4433.9634
3 | 14 | 10 | 879 | 109 | 22.2 | 0 | 891.722 | 55.691 | 6833.807 | 6575.66 |  | 12025.4334 | 0.33666 | 0.29018 | 10304.5056 | 0.28848 | 0.24865 |  | 6275.9901
3 | 14 | 11 | 912 | 129 | 23.9 | 0 | 1033.127 | 62.276 | 7724.124 | 7427.877 |  | 14950.3302 | 0.34265 | 0.29661 | 13001.6459 | 0.29799 | 0.25795 |  | 7677.0532
3 | 14 | 12 | 967 | 113 | 25.6 | 0 | 1110.116 | 66.564 | 8158.123 | 7842.323 |  | 17155.6936 | 0.34259 | 0.30631 | 14951.2603 | 0.29857 | 0.26695 |  | 8582.4935
3 | 14 | 13 | 914 | 154 | 27.2 | 1.5 | 1087.456 | 58.443 | 8256.582 | 7936.258 |  | 16332.4081 | 0.34233 | 0.29273 | 14221.7502 | 0.29809 | 0.2549 |  | 8486.5287
3 | 14 | 14 | 716 | 208 | 28.3 | 0 | 885.16 | 63.034 | 6593.039 | 6344.731 |  | 12034.0588 | 0.34264 | 0.26137 | 10484.9237 | 0.29853 | 0.22773 |  | 6877.3778
3 | 14 | 15 | 757 | 142 | 28.9 | 4.1 | 728.871 | 44.721 | 5803.752 | 5586.314 |  | 10904.8644 | 0.33845 | 0.27486 | 9425.852 | 0.29255 | 0.23758 |  | 5963.1896
3 | 14 | 16 | 801 | 103 | 28.3 | 4.1 | 548.968 | 40.131 | 4353.274 | 4187.029 |  | 8622.9269 | 0.32454 | 0.26966 | 7260.5327 | 0.27326 | 0.22705 |  | 4741.5988
3 | 14 | 17 | 551 | 95 | 27.8 | 3.6 | 263.391 | 33.585 | 1984.04 | 1885.993 |  | 3360.8074 | 0.28346 | 0.19953 | 2826.8175 | 0.23842 | 0.16783 |  | 2258.3563
3 | 14 | 18 | 109 | 1 | 26.7 | 3.1 | 11.821 | 26.24 | 52.907 | 0 |  | 0 | 0 | 0 | 0 | 0 | 0 |  | 90.767
3 | 14 | 19 | 0 | 0 | 25 | 1.5 | 0 | 25 | 0 | 0 |  | 0 | 0 |  | 0 | 0 |  |  | 0
3 | 14 | 20 | 0 | 0 | 22.8 | 0 | 0 | 22.8 | 0 | 0 |  | 0 | 0 |  | 0 | 0 |  |  | 0
3 | 14 | 21 | 0 | 0 | 20 | 0 | 0 | 20 | 0 | 0 |  | 0 | 0 |  | 0 | 0 |  |  | 0
3 | 14 | 22 | 0 | 0 | 20 | 0 | 0 | 20 | 0 | 0 |  | 0 | 0 |  | 0 | 0 |  |  | 0
3 | 14 | 23 | 0 | 0 | 20 | 0 | 0 | 20 | 0 | 0 |  | 0 | 0 |  | 0 | 0 |  |  | 0
3 | 15 | 0 | 0 | 0 | 17.8 | 0 | 0 | 17.8 | 0 | 0 |  | 0 | 0 |  | 0 | 0 |  |  | 0
3 | 15 | 1 | 0 | 0 | 16.7 | 1.5 | 0 | 16.7 | 0 | 0 |  | 0 | 0 |  | 0 | 0 |  |  | 0
3 | 15 | 2 | 0 | 0 | 16.1 | 2.1 | 0 | 16.1 | 0 | 0 |  | 0 | 0 |  | 0 | 0 |  |  | 0
3 | 15 | 3 | 0 | 0 | 15 | 2.1 | 0 | 15 | 0 | 0 |  | 0 | 0 |  | 0 | 0 |  |  | 0
3 | 15 | 4 | 0 | 0 | 14.4 | 0 | 0 | 14.4 | 0 | 0 |  | 0 | 0 |  | 0 | 0 |  |  | 0
3 | 15 | 5 | 0 | 0 | 13.9 | 1.5 | 0 | 13.9 | 0 | 0 |  | 0 | 0 |  | 0 | 0 |  |  | 0
3 | 15 | 6 | 0 | 0 | 14.4 | 2.6 | 0 | 14.4 | 0 | 0 |  | 0 | 0 |  | 0 | 0 |  |  | 0
3 | 15 | 7 | 374 | 44 | 15.6 | 3.1 | 139.725 | 17.288 | 1058.284 | 981.686 |  | 0 | 0 | 0 | 0 | 0 | 0 |  | 272.154
3 | 15 | 8 | 579 | 103 | 17.8 | 2.1 | 398.553 | 27.045 | 3288.961 | 3155.719 |  | 1685.967 | 0.15604 | 0.10399 | 1446.5601 | 0.13388 | 0.089227 |  | 2073.0742
3 | 15 | 9 | 783 | 118 | 20 | 2.6 | 687.287 | 36.349 | 5629.854 | 5418.931 |  | 7671.4589 | 0.31892 | 0.25361 | 6478.5239 | 0.26933 | 0.21417 |  | 4415.5061
3 | 15 | 10 | 838 | 134 | 22.2 | 2.1 | 884.136 | 45.206 | 7054.793 | 6787.441 |  | 11480.8597 | 0.33673 | 0.27913 | 9839.7338 | 0.28859 | 0.23923 |  | 6190.0531
3 | 15 | 11 | 668 | 247 | 25 | 1.5 | 938.73 | 51.968 | 7309.883 | 7031.699 |  | 10959.1766 | 0.34265 | 0.2438 | 9531.1036 | 0.298 | 0.21203 |  | 6645.4536
3 | 15 | 12 | 559 | 280 | 26.1 | 2.6 | 890.102 | 48.363 | 7028.918 | 6762.652 |  | 9921.3024 | 0.34258 | 0.22724 | 8646.4189 | 0.29856 | 0.19804 |  | 6397.6407
3 | 15 | 13 | 466 | 330 | 27.2 | 4.6 | 833.892 | 44.43 | 6683.291 | 6431.317 |  | 8327.8178 | 0.34233 | 0.19994 | 7251.437 | 0.29808 | 0.1741 |  | 6007.5097
3 | 15 | 14 | 734 | 212 | 28.3 | 4.6 | 904.51 | 46.839 | 7177.641 | 6905.1 |  | 12333.6652 | 0.34264 | 0.26172 | 10745.8042 | 0.29853 | 0.22802 |  | 7040.7
3 | 15 | 15 | 412 | 270 | 28.3 | 3.6 | 591.216 | 41.948 | 4765.238 | 4585.182 |  | 5930.6745 | 0.33843 | 0.18709 | 5125.6545 | 0.29249 | 0.1617 |  | 4526.4542
3 | 15 | 16 | 727 | 121 | 28.3 | 4.1 | 526.796 | 39.41 | 4194.222 | 4033.154 |  | 7814.5453 | 0.32447 | 0.25675 | 6580.4041 | 0.27322 | 0.2162 |  | 4478.2533
3 | 15 | 17 | 520 | 96 | 28.3 | 4.6 | 254.372 | 33.282 | 1922.257 | 1825.731 |  | 3148.1064 | 0.28206 | 0.19432 | 2650.8983 | 0.23751 | 0.16363 |  | 2164.3852
3 | 15 | 18 | 109 | 1 | 27.2 | 3.6 | 11.495 | 26.72 | 50.623 | 0 |  | 0 | 0 | 0 | 0 | 0 | 0 |  | 89.7294
3 | 15 | 19 | 0 | 0 | 26.7 | 2.6 | 0 | 26.7 | 0 | 0 |  | 0 | 0 |  | 0 | 0 |  |  | 0
3 | 15 | 20 | 0 | 0 | 24.4 | 1.5 | 0 | 24.4 | 0 | 0 |  | 0 | 0 |  | 0 | 0 |  |  | 0
3 | 15 | 21 | 0 | 0 | 23.9 | 2.6 | 0 | 23.9 | 0 | 0 |  | 0 | 0 |  | 0 | 0 |  |  | 0
3 | 15 | 22 | 0 | 0 | 21.7 | 2.1 | 0 | 21.7 | 0 | 0 |  | 0 | 0 |  | 0 | 0 |  |  | 0
3 | 15 | 23 | 0 | 0 | 21.1 | 2.1 | 0 | 21.1 | 0 | 0 |  | 0 | 0 |  | 0 | 0 |  |  | 0
3 | 16 | 0 | 0 | 0 | 19.4 | 1.5 | 0 | 19.4 | 0 | 0 |  | 0 | 0 |  | 0 | 0 |  |  | 0
3 | 16 | 1 | 0 | 0 | 19.4 | 2.1 | 0 | 19.4 | 0 | 0 |  | 0 | 0 |  | 0 | 0 |  |  | 0
3 | 16 | 2 | 0 | 0 | 18.3 | 2.1 | 0 | 18.3 | 0 | 0 |  | 0 | 0 |  | 0 | 0 |  |  | 0
3 | 16 | 3 | 0 | 0 | 17.8 | 2.6 | 0 | 17.8 | 0 | 0 |  | 0 | 0 |  | 0 | 0 |  |  | 0
3 | 16 | 4 | 0 | 0 | 16.1 | 2.1 | 0 | 16.1 | 0 | 0 |  | 0 | 0 |  | 0 | 0 |  |  | 0
3 | 16 | 5 | 0 | 0 | 15.6 | 2.1 | 0 | 15.6 | 0 | 0 |  | 0 | 0 |  | 0 | 0 |  |  | 0
3 | 16 | 6 | 0 | 0 | 16.7 | 2.1 | 0 | 16.7 | 0 | 0 |  | 0 | 0 |  | 0 | 0 |  |  | 0
3 | 16 | 7 | 535 | 34 | 17.2 | 0 | 167.398 | 21.444 | 1210.24 | 1130.322 |  | 0 | 0 | 0 | 0 | 0 | 0 |  | 307.5688
3 | 16 | 8 | 764 | 67 | 20.6 | 3.1 | 449.612 | 30.075 | 3649.878 | 3505.877 |  | 2281.864 | 0.1595 | 0.12802 | 1959.6673 | 0.13698 | 0.10995 |  | 2343.1343
3 | 16 | 9 | 853 | 81 | 22.2 | 4.6 | 689.609 | 35.75 | 5657.586 | 5445.632 |  | 8378.1246 | 0.3191 | 0.27462 | 7076.1314 | 0.26951 | 0.23195 |  | 4510.5418
3 | 16 | 10 | 886 | 109 | 23.3 | 2.6 | 891.245 | 45.079 | 7114.506 | 6844.639 |  | 12155.2087 | 0.33679 | 0.29069 | 10419.6486 | 0.2887 | 0.24919 |  | 6334.6207
3 | 16 | 11 | 918 | 128 | 24.4 | 3.1 | 1038.329 | 48.686 | 8187.724 | 7870.567 |  | 15071.9954 | 0.34266 | 0.29724 | 13108.5237 | 0.29802 | 0.25852 |  | 7725.9087
3 | 16 | 12 | 931 | 111 | 24.4 | 3.1 | 1071.504 | 49.725 | 8417.494 | 8089.704 |  | 16529.5875 | 0.34257 | 0.30566 | 14405.4309 | 0.29855 | 0.26638 |  | 8283.8987
3 | 16 | 13 | 902 | 131 | 26.1 | 1.5 | 1039.179 | 56.104 | 7963.147 | 7656.211 |  | 16120.308 | 0.34233 | 0.2987 | 14036.5687 | 0.29808 | 0.26009 |  | 8236.1264
3 | 16 | 14 | 906 | 112 | 26.7 | 3.1 | 937.334 | 49.025 | 7375.161 | 7094.169 |  | 15219.4005 | 0.34264 | 0.30259 | 13259.7797 | 0.29852 | 0.26363 |  | 7688.7718
3 | 16 | 15 | 856 | 113 | 27.2 | 2.1 | 765.998 | 47.852 | 6024.677 | 5798.813 |  | 12312.1562 | 0.3384 | 0.29096 | 10639.4421 | 0.29243 | 0.25143 |  | 6418.1844
3 | 16 | 16 | 746 | 110 | 26.7 | 3.6 | 524.822 | 38.645 | 4186.532 | 4025.712 |  | 8006.0604 | 0.32439 | 0.26288 | 6742.2687 | 0.27319 | 0.22138 |  | 4496.8635
3 | 16 | 17 | 533 | 104 | 26.7 | 4.6 | 264.735 | 31.857 | 2013.36 | 1914.586 |  | 3201.3978 | 0.28057 | 0.18977 | 2698.9154 | 0.23654 | 0.15998 |  | 2246.6991
3 | 16 | 18 | 118 | 2 | 25.6 | 3.6 | 13.224 | 25.139 | 62.498 | 5.71 |  | 0 | 0 | 0 | 0 | 0 | 0 |  | 99.6785
3 | 16 | 19 | 0 | 0 | 24.4 | 1.5 | 0 | 24.4 | 0 | 0 |  | 0 | 0 |  | 0 | 0 |  |  | 0
3 | 16 | 20 | 0 | 0 | 22.2 | 1.5 | 0 | 22.2 | 0 | 0 |  | 0 | 0 |  | 0 | 0 |  |  | 0
3 | 16 | 21 | 0 | 0 | 21.1 | 0 | 0 | 21.1 | 0 | 0 |  | 0 | 0 |  | 0 | 0 |  |  | 0
3 | 16 | 22 | 0 | 0 | 21.1 | 1.5 | 0 | 21.1 | 0 | 0 |  | 0 | 0 |  | 0 | 0 |  |  | 0
3 | 16 | 23 | 0 | 0 | 18.9 | 1.5 | 0 | 18.9 | 0 | 0 |  | 0 | 0 |  | 0 | 0 |  |  | 0
3 | 17 | 0 | 0 | 0 | 17.8 | 2.1 | 0 | 17.8 | 0 | 0 |  | 0 | 0 |  | 0 | 0 |  |  | 0
3 | 17 | 1 | 0 | 0 | 16.7 | 2.6 | 0 | 16.7 | 0 | 0 |  | 0 | 0 |  | 0 | 0 |  |  | 0
3 | 17 | 2 | 0 | 0 | 16.1 | 2.1 | 0 | 16.1 | 0 | 0 |  | 0 | 0 |  | 0 | 0 |  |  | 0
3 | 17 | 3 | 0 | 0 | 15.6 | 2.6 | 0 | 15.6 | 0 | 0 |  | 0 | 0 |  | 0 | 0 |  |  | 0
3 | 17 | 4 | 0 | 0 | 15.6 | 2.1 | 0 | 15.6 | 0 | 0 |  | 0 | 0 |  | 0 | 0 |  |  | 0
3 | 17 | 5 | 0 | 0 | 13.9 | 1.5 | 0 | 13.9 | 0 | 0 |  | 0 | 0 |  | 0 | 0 |  |  | 0
3 | 17 | 6 | 0 | 0 | 14.4 | 2.6 | 0 | 14.4 | 0 | 0 |  | 0 | 0 |  | 0 | 0 |  |  | 0
3 | 17 | 7 | 457 | 42 | 16.7 | 3.6 | 157.809 | 18.747 | 1174.162 | 1095.039 |  | 0 | 0 | 0 | 0 | 0 | 0 |  | 306.7947
3 | 17 | 8 | 631 | 94 | 18.3 | 2.6 | 415.403 | 27.443 | 3419.112 | 3282.041 |  | 1932.35 | 0.16298 | 0.11508 | 1660.9521 | 0.14009 | 0.098917 |  | 2168.5805
3 | 17 | 9 | 778 | 110 | 20.6 | 1.5 | 674.008 | 39.298 | 5461.78 | 5257.057 |  | 7660.143 | 0.31928 | 0.25734 | 6470.3719 | 0.26969 | 0.21737 |  | 4356.1696
3 | 17 | 10 | 845 | 134 | 22.8 | 0 | 890.961 | 56.157 | 6816.22 | 6558.798 |  | 11608.1495 | 0.33684 | 0.27974 | 9952.5473 | 0.2888 | 0.23984 |  | 6247.6805
3 | 17 | 11 | 888 | 137 | 24.4 | 4.1 | 1029.516 | 46.446 | 8187.709 | 7870.554 |  | 14589.7694 | 0.34266 | 0.29314 | 12689.6329 | 0.29803 | 0.25496 |  | 7566.1958
3 | 17 | 12 | 949 | 123 | 25 | 3.6 | 1102.548 | 49.773 | 8659.779 | 8320.58 |  | 16854.4466 | 0.34257 | 0.30282 | 14688.4009 | 0.29854 | 0.2639 |  | 8512.5049
3 | 17 | 13 | 932 | 135 | 26.1 | 3.6 | 1072.447 | 50.348 | 8403.834 | 8076.681 |  | 16656.525 | 0.34233 | 0.2988 | 14503.4595 | 0.29808 | 0.26018 |  | 8507.7029
3 | 17 | 14 | 789 | 180 | 26.7 | 3.6 | 918.847 | 47.661 | 7268.219 | 6991.819 |  | 13249.3949 | 0.34264 | 0.27535 | 11543.1699 | 0.29852 | 0.23989 |  | 7244.4993
3 | 17 | 15 | 681 | 178 | 27.2 | 5.7 | 706.992 | 40.188 | 5727.261 | 5512.701 |  | 9786.6124 | 0.33838 | 0.25574 | 8455.7331 | 0.29236 | 0.22096 |  | 5688.8076
3 | 17 | 16 | 765 | 107 | 27.2 | 5.2 | 530.722 | 37.291 | 4252.476 | 4089.522 |  | 8196.274 | 0.32431 | 0.26534 | 6903.1184 | 0.27315 | 0.22347 |  | 4567.2415
3 | 17 | 17 | 555 | 94 | 27.2 | 5.2 | 260.642 | 31.906 | 1969.319 | 1871.635 |  | 3305.8198 | 0.27899 | 0.19696 | 2790.2923 | 0.23549 | 0.16625 |  | 2246.7665
3 | 17 | 18 | 128 | 2 | 26.7 | 4.1 | 13.74 | 26.267 | 63.144 | 6.344 |  | 0 | 0 | 0 | 0 | 0 | 0 |  | 106.173
3 | 17 | 19 | 0 | 0 | 25 | 3.6 | 0 | 25 | 0 | 0 |  | 0 | 0 |  | 0 | 0 |  |  | 0
3 | 17 | 20 | 0 | 0 | 23.9 | 3.6 | 0 | 23.9 | 0 | 0 |  | 0 | 0 |  | 0 | 0 |  |  | 0
3 | 17 | 21 | 0 | 0 | 22.2 | 4.1 | 0 | 22.2 | 0 | 0 |  | 0 | 0 |  | 0 | 0 |  |  | 0
3 | 17 | 22 | 0 | 0 | 20.6 | 3.6 | 0 | 20.6 | 0 | 0 |  | 0 | 0 |  | 0 | 0 |  |  | 0
3 | 17 | 23 | 0 | 0 | 19.4 | 3.1 | 0 | 19.4 | 0 | 0 |  | 0 | 0 |  | 0 | 0 |  |  | 0
3 | 18 | 0 | 0 | 0 | 17.8 | 1.5 | 0 | 17.8 | 0 | 0 |  | 0 | 0 |  | 0 | 0 |  |  | 0
3 | 18 | 1 | 0 | 0 | 17.2 | 3.6 | 0 | 17.2 | 0 | 0 |  | 0 | 0 |  | 0 | 0 |  |  | 0
3 | 18 | 2 | 0 | 0 | 16.1 | 1.5 | 0 | 16.1 | 0 | 0 |  | 0 | 0 |  | 0 | 0 |  |  | 0
3 | 18 | 3 | 0 | 0 | 15.6 | 2.6 | 0 | 15.6 | 0 | 0 |  | 0 | 0 |  | 0 | 0 |  |  | 0
3 | 18 | 4 | 0 | 0 | 14.4 | 1.5 | 0 | 14.4 | 0 | 0 |  | 0 | 0 |  | 0 | 0 |  |  | 0
3 | 18 | 5 | 0 | 0 | 13.3 | 0 | 0 | 13.3 | 0 | 0 |  | 0 | 0 |  | 0 | 0 |  |  | 0
3 | 18 | 6 | 0 | 0 | 12.8 | 0 | 0 | 12.8 | 0 | 0 |  | 0 | 0 |  | 0 | 0 |  |  | 0
3 | 18 | 7 | 504 | 39 | 15.6 | 0 | 166.181 | 19.721 | 1222.353 | 1142.166 |  | 0 | 0 | 0 | 0 | 0 | 0 |  | 321.145
3 | 18 | 8 | 727 | 77 | 18.9 | 0 | 443.745 | 35.26 | 3542.315 | 3401.567 |  | 2281.7304 | 0.16647 | 0.12855 | 1962.8484 | 0.1432 | 0.11059 |  | 2324.5084
3 | 18 | 9 | 785 | 109 | 21.1 | 1.5 | 678.381 | 40 | 5483.191 | 5277.685 |  | 7747.5306 | 0.31946 | 0.25847 | 6544.7307 | 0.26986 | 0.21834 |  | 4390.2524
3 | 18 | 10 | 886 | 124 | 22.8 | 3.1 | 915.996 | 43.99 | 7342.599 | 7063.009 |  | 12186.9877 | 0.3369 | 0.28551 | 10450.7353 | 0.2889 | 0.24484 |  | 6447.8258
3 | 18 | 11 | 912 | 114 | 23.9 | 1.5 | 1017.87 | 53.033 | 7893.269 | 7589.479 |  | 14994.0235 | 0.34266 | 0.30143 | 13041.7552 | 0.29805 | 0.26218 |  | 7596.9519
3 | 18 | 12 | 931 | 110 | 26.1 | 4.6 | 1070.176 | 48.221 | 8455.521 | 8125.954 |  | 16539.2002 | 0.34256 | 0.30596 | 14413.5159 | 0.29853 | 0.26664 |  | 8281.9752
3 | 18 | 13 | 932 | 119 | 27.2 | 5.2 | 1055.005 | 47.653 | 8352.718 | 8027.943 |  | 16655.8307 | 0.34233 | 0.30338 | 14503.0025 | 0.29808 | 0.26416 |  | 8400.4474
3 | 18 | 14 | 918 | 110 | 27.8 | 4.1 | 944.412 | 48.331 | 7450.4 | 7166.155 |  | 15409.4824 | 0.34264 | 0.30365 | 13424.7305 | 0.29851 | 0.26454 |  | 7761.9916
3 | 18 | 15 | 862 | 117 | 28.3 | 4.6 | 772.652 | 44.413 | 6156.129 | 5925.172 |  | 12376.2595 | 0.33835 | 0.2897 | 10691.4617 | 0.29229 | 0.25026 |  | 6474.8542
3 | 18 | 16 | 639 | 141 | 28.3 | 4.6 | 496.326 | 38.596 | 3968.875 | 3814.995 |  | 6834.328 | 0.32423 | 0.23996 | 5756.6478 | 0.2731 | 0.20212 |  | 4147.1851
3 | 18 | 17 | 432 | 132 | 27.8 | 5.2 | 259.097 | 32.436 | 2000.299 | 1901.849 |  | 2550.6215 | 0.27732 | 0.15815 | 2155.5134 | 0.23436 | 0.13366 |  | 2099.778
3 | 18 | 18 | 105 | 3 | 26.7 | 3.1 | 12.591 | 26.248 | 63.796 | 6.985 |  | 0 | 0 | 0 | 0 | 0 | 0 |  | 91.4416
3 | 18 | 19 | 0 | 0 | 24.4 | 0 | 0 | 24.4 | 0 | 0 |  | 0 | 0 |  | 0 | 0 |  |  | 0
3 | 18 | 20 | 0 | 0 | 23.3 | 3.1 | 0 | 23.3 | 0 | 0 |  | 0 | 0 |  | 0 | 0 |  |  | 0
3 | 18 | 21 | 0 | 0 | 22.2 | 2.6 | 0 | 22.2 | 0 | 0 |  | 0 | 0 |  | 0 | 0 |  |  | 0
3 | 18 | 22 | 0 | 0 | 20 | 3.1 | 0 | 20 | 0 | 0 |  | 0 | 0 |  | 0 | 0 |  |  | 0
3 | 18 | 23 | 0 | 0 | 19.4 | 3.1 | 0 | 19.4 | 0 | 0 |  | 0 | 0 |  | 0 | 0 |  |  | 0
3 | 19 | 0 | 0 | 0 | 18.9 | 3.1 | 0 | 18.9 | 0 | 0 |  | 0 | 0 |  | 0 | 0 |  |  | 0
3 | 19 | 1 | 0 | 0 | 17.8 | 2.1 | 0 | 17.8 | 0 | 0 |  | 0 | 0 |  | 0 | 0 |  |  | 0
3 | 19 | 2 | 0 | 0 | 18.3 | 3.6 | 0 | 18.3 | 0 | 0 |  | 0 | 0 |  | 0 | 0 |  |  | 0
3 | 19 | 3 | 0 | 0 | 16.7 | 2.1 | 0 | 16.7 | 0 | 0 |  | 0 | 0 |  | 0 | 0 |  |  | 0
3 | 19 | 4 | 0 | 0 | 15.6 | 3.6 | 0 | 15.6 | 0 | 0 |  | 0 | 0 |  | 0 | 0 |  |  | 0
3 | 19 | 5 | 0 | 0 | 15 | 1.5 | 0 | 15 | 0 | 0 |  | 0 | 0 |  | 0 | 0 |  |  | 0
3 | 19 | 6 | 0 | 0 | 14.4 | 2.1 | 0 | 14.4 | 0 | 0 |  | 0 | 0 |  | 0 | 0 |  |  | 0
3 | 19 | 7 | 546 | 37 | 16.1 | 3.1 | 174.751 | 18.638 | 1283.364 | 1201.819 |  | 0 | 0 | 0 | 0 | 0 | 0 |  | 337.2326
3 | 19 | 8 | 784 | 66 | 19.4 | 2.1 | 460.351 | 30.354 | 3735.398 | 3588.782 |  | 2520.6586 | 0.16995 | 0.13777 | 2169.997 | 0.14631 | 0.1186 |  | 2416.4772
3 | 19 | 9 | 849 | 85 | 21.1 | 3.1 | 697.553 | 36.947 | 5699.646 | 5486.122 |  | 8398.7295 | 0.31962 | 0.27322 | 7095.3119 | 0.27002 | 0.23082 |  | 4542.9552
3 | 19 | 10 | 910 | 104 | 22.2 | 2.1 | 907.863 | 45.81 | 7227.427 | 6952.769 |  | 12532.5295 | 0.33695 | 0.29381 | 10748.9677 | 0.28899 | 0.252 |  | 6473.842
3 | 19 | 11 | 930 | 108 | 23.9 | 3.1 | 1028.972 | 48.038 | 8134.055 | 7819.357 |  | 15299.4008 | 0.34266 | 0.30405 | 13307.8819 | 0.29806 | 0.26447 |  | 7696.145
3 | 19 | 12 | 925 | 130 | 25 | 3.1 | 1085.313 | 50.578 | 8498.106 | 8166.542 |  | 16436.2884 | 0.34255 | 0.29989 | 14323.6813 | 0.29852 | 0.26135 |  | 8368.7943
3 | 19 | 13 | 841 | 170 | 26.1 | 2.1 | 1029.928 | 53.485 | 7973.464 | 7666.063 |  | 15028.2554 | 0.34233 | 0.28449 | 13086.073 | 0.29809 | 0.24773 |  | 7997.9547
3 | 19 | 14 | 820 | 152 | 26.7 | 1.5 | 909.487 | 53.291 | 7039.752 | 6773.032 |  | 13758.2249 | 0.34265 | 0.28584 | 11985.786 | 0.2985 | 0.24901 |  | 7289.4183
3 | 19 | 15 | 799 | 137 | 27.2 | 1.5 | 749.458 | 49.305 | 5862.999 | 5643.317 |  | 11460.3588 | 0.33832 | 0.27906 | 9898.5002 | 0.29221 | 0.24103 |  | 6186.7065
3 | 19 | 16 | 803 | 100 | 27.2 | 2.1 | 541.197 | 41.83 | 4259.777 | 4096.586 |  | 8572.6689 | 0.32414 | 0.27045 | 7221.6787 | 0.27306 | 0.22783 |  | 4699.6863
3 | 19 | 17 | 572 | 94 | 27.2 | 2.1 | 263.454 | 34.218 | 1968.26 | 1870.602 |  | 3346.043 | 0.27555 | 0.19593 | 2831.2738 | 0.23316 | 0.16578 |  | 2285.0711
3 | 19 | 18 | 145 | 3 | 25 | 0 | 15.539 | 26.115 | 73.335 | 16.35 |  | 0 | 0 | 0 | 0 | 0 | 0 |  | 120.2409
3 | 19 | 19 | 0 | 0 | 23.3 | 0 | 0 | 23.3 | 0 | 0 |  | 0 | 0 |  | 0 | 0 |  |  | 0
3 | 19 | 20 | 0 | 0 | 23.3 | 0 | 0 | 23.3 | 0 | 0 |  | 0 | 0 |  | 0 | 0 |  |  | 0
3 | 19 | 21 | 0 | 0 | 21.1 | 1.5 | 0 | 21.1 | 0 | 0 |  | 0 | 0 |  | 0 | 0 |  |  | 0
3 | 19 | 22 | 0 | 0 | 20.6 | 3.1 | 0 | 20.6 | 0 | 0 |  | 0 | 0 |  | 0 | 0 |  |  | 0
3 | 19 | 23 | 0 | 0 | 19.4 | 3.1 | 0 | 19.4 | 0 | 0 |  | 0 | 0 |  | 0 | 0 |  |  | 0
3 | 20 | 0 | 0 | 0 | 18.9 | 2.6 | 0 | 18.9 | 0 | 0 |  | 0 | 0 |  | 0 | 0 |  |  | 0
3 | 20 | 1 | 0 | 0 | 17.2 | 2.1 | 0 | 17.2 | 0 | 0 |  | 0 | 0 |  | 0 | 0 |  |  | 0
3 | 20 | 2 | 0 | 0 | 16.7 | 1.5 | 0 | 16.7 | 0 | 0 |  | 0 | 0 |  | 0 | 0 |  |  | 0
3 | 20 | 3 | 0 | 0 | 16.1 | 1.5 | 0 | 16.1 | 0 | 0 |  | 0 | 0 |  | 0 | 0 |  |  | 0
3 | 20 | 4 | 0 | 0 | 15.6 | 1.5 | 0 | 15.6 | 0 | 0 |  | 0 | 0 |  | 0 | 0 |  |  | 0
3 | 20 | 5 | 0 | 0 | 15.6 | 3.1 | 0 | 15.6 | 0 | 0 |  | 0 | 0 |  | 0 | 0 |  |  | 0
3 | 20 | 6 | 0 | 0 | 15.6 | 2.1 | 0 | 15.6 | 0 | 0 |  | 0 | 0 |  | 0 | 0 |  |  | 0
3 | 20 | 7 | 343 | 70 | 17.8 | 0 | 157.26 | 21.592 | 1211.662 | 1131.712 |  | 0 | 0 | 0 | 0 | 0 | 0 |  | 361.9337
3 | 20 | 8 | 11 | 128 | 20.6 | 7.7 | 121.704 | 21.642 | 1056.807 | 980.24 |  | 36.2106 | 0.17343 | 0.0052261 | 31.1943 | 0.14941 | 0.0045021 |  | 778.3286
3 | 20 | 9 | 145 | 272 | 20 | 8.8 | 377.568 | 24.491 | 3244.267 | 3112.326 |  | 1437.6763 | 0.31979 | 0.076571 | 1214.625 | 0.27017 | 0.064691 |  | 2449.2693
3 | 20 | 10 | 18 | 280 | 19.4 | 8.2 | 276.383 | 22.836 | 2394.657 | 2286.16 |  | 248.1889 | 0.33699 | 0.016078 | 212.9051 | 0.28908 | 0.013792 |  | 1975.3281
3 | 20 | 11 | 95 | 387 | 19.4 | 9.3 | 479.131 | 25.212 | 4117.288 | 3958.694 |  | 1563.7351 | 0.34266 | 0.062849 | 1360.234 | 0.29807 | 0.05467 |  | 3297.0846
3 | 20 | 12 | 42 | 412 | 18.3 | 8.8 | 456.464 | 24.157 | 3937.177 | 3784.295 |  | 746.4303 | 0.34255 | 0.031351 | 650.4831 | 0.29851 | 0.027321 |  | 3093.358
3 | 20 | 13 | 18 | 326 | 17.8 | 7.7 | 323.275 | 22.152 | 2807.856 | 2688.265 |  | 321.6086 | 0.34234 | 0.017813 | 280.0542 | 0.29811 | 0.015512 |  | 2325.0049
3 | 20 | 14 | 12 | 250 | 17.2 | 7.2 | 241.81 | 20.319 | 2113.515 | 2012.234 |  | 201.238 | 0.34265 | 0.014676 | 175.3068 | 0.29849 | 0.012785 |  | 1761.522
3 | 20 | 15 | 424 | 282 | 17.8 | 10.3 | 607.822 | 24.817 | 5210.73 | 5015.088 |  | 6075.1854 | 0.33828 | 0.18542 | 5246.25 | 0.29213 | 0.16012 |  | 4673.2781
3 | 20 | 16 | 519 | 187 | 16.7 | 7.2 | 473.382 | 23.771 | 4005.12 | 3850.096 |  | 5530.1861 | 0.32405 | 0.20571 | 4659.2212 | 0.27301 | 0.17331 |  | 3832.7716
3 | 20 | 17 | 459 | 131 | 16.1 | 7.2 | 264.125 | 19.715 | 2123.372 | 2021.844 |  | 2658.9693 | 0.27368 | 0.16025 | 2252.7796 | 0.23187 | 0.13577 |  | 2163.7879
3 | 20 | 18 | 121 | 4 | 15 | 7.2 | 14.352 | 14.43 | 77.003 | 19.951 |  | 0 | 0 | 0 | 0 | 0 | 0 |  | 104.9717
3 | 20 | 19 | 0 | 0 | 13.3 | 3.6 | 0 | 13.3 | 0 | 0 |  | 0 | 0 |  | 0 | 0 |  |  | 0
3 | 20 | 20 | 0 | 0 | 13.3 | 3.6 | 0 | 13.3 | 0 | 0 |  | 0 | 0 |  | 0 | 0 |  |  | 0
3 | 20 | 21 | 0 | 0 | 12.2 | 2.1 | 0 | 12.2 | 0 | 0 |  | 0 | 0 |  | 0 | 0 |  |  | 0
3 | 20 | 22 | 0 | 0 | 12.2 | 1.5 | 0 | 12.2 | 0 | 0 |  | 0 | 0 |  | 0 | 0 |  |  | 0
3 | 20 | 23 | 0 | 0 | 12.2 | 3.1 | 0 | 12.2 | 0 | 0 |  | 0 | 0 |  | 0 | 0 |  |  | 0
3 | 21 | 0 | 0 | 0 | 11.1 | 2.1 | 0 | 11.1 | 0 | 0 |  | 0 | 0 |  | 0 | 0 |  |  | 0
3 | 21 | 1 | 0 | 0 | 10 | 1.5 | 0 | 10 | 0 | 0 |  | 0 | 0 |  | 0 | 0 |  |  | 0
3 | 21 | 2 | 0 | 0 | 9.4 | 0 | 0 | 9.4 | 0 | 0 |  | 0 | 0 |  | 0 | 0 |  |  | 0
3 | 21 | 3 | 0 | 0 | 9.4 | 2.1 | 0 | 9.4 | 0 | 0 |  | 0 | 0 |  | 0 | 0 |  |  | 0
3 | 21 | 4 | 0 | 0 | 9.4 | 5.7 | 0 | 9.4 | 0 | 0 |  | 0 | 0 |  | 0 | 0 |  |  | 0
3 | 21 | 5 | 0 | 0 | 8.9 | 4.6 | 0 | 8.9 | 0 | 0 |  | 0 | 0 |  | 0 | 0 |  |  | 0
3 | 21 | 6 | 0 | 0 | 8.3 | 3.1 | 0 | 8.3 | 0 | 0 |  | 0 | 0 |  | 0 | 0 |  |  | 0
3 | 21 | 7 | 168 | 77 | 8.9 | 1.5 | 118.537 | 10.185 | 992.594 | 917.407 |  | 0 | 0 | 0 | 0 | 0 | 0 |  | 314.6307
3 | 21 | 8 | 118 | 190 | 10.6 | 2.6 | 246.959 | 15.411 | 2171.683 | 2068.932 |  | 397.4966 | 0.17689 | 0.032523 | 342.6387 | 0.15248 | 0.028034 |  | 1422.1999
3 | 21 | 9 | 64 | 267 | 11.7 | 3.1 | 305.357 | 17.982 | 2686.717 | 2570.438 |  | 635.9667 | 0.31994 | 0.039735 | 537.32 | 0.27031 | 0.033571 |  | 2036.2221
3 | 21 | 10 | 142 | 345 | 12.2 | 1.5 | 477.632 | 25.296 | 4101.468 | 3943.379 |  | 1960.1455 | 0.33704 | 0.081917 | 1681.7652 | 0.28917 | 0.070284 |  | 3197.1838
3 | 21 | 11 | 376 | 363 | 13.9 | 2.1 | 757.246 | 33.475 | 6318.473 | 6081.144 |  | 6192.3473 | 0.34266 | 0.16678 | 5386.6753 | 0.29808 | 0.14508 |  | 5247.0454
3 | 21 | 12 | 607 | 306 | 14.4 | 4.1 | 963.271 | 35.139 | 7990.16 | 7682.004 |  | 10789.1523 | 0.34254 | 0.22684 | 9402.2275 | 0.29851 | 0.19768 |  | 6967.9647
3 | 21 | 13 | 399 | 367 | 14.4 | 2.1 | 788.872 | 36.198 | 6517.962 | 6272.682 |  | 7127.7306 | 0.34235 | 0.1778 | 6207.0268 | 0.29812 | 0.15484 |  | 5706.5992
3 | 21 | 14 | 697 | 223 | 14.4 | 2.6 | 877.517 | 36.448 | 7237.486 | 6962.398 |  | 11682.0542 | 0.34265 | 0.25506 | 10176.3137 | 0.29848 | 0.22219 |  | 6816.7012
3 | 21 | 15 | 717 | 167 | 15 | 3.1 | 718.311 | 32.442 | 5983.582 | 5759.297 |  | 10261.9186 | 0.33825 | 0.26241 | 8859.9466 | 0.29204 | 0.22656 |  | 5835.2684
3 | 21 | 16 | 762 | 120 | 15 | 1.5 | 537.532 | 31.261 | 4401.45 | 4233.619 |  | 8103.3819 | 0.32395 | 0.25878 | 6828.0146 | 0.27297 | 0.21805 |  | 4609.6089
3 | 21 | 17 | 597 | 93 | 15 | 0 | 268.238 | 28.157 | 2040.415 | 1940.967 |  | 3423.1562 | 0.27171 | 0.19582 | 2903.9846 | 0.2305 | 0.16612 |  | 2339.7665
3 | 21 | 18 | 165 | 3 | 15 | 1.5 | 16.151 | 14.456 | 75.85 | 18.819 |  | 0 | 0 | 0 | 0 | 0 | 0 |  | 131.7609
3 | 21 | 19 | 0 | 0 | 13.9 | 2.1 | 0 | 13.9 | 0 | 0 |  | 0 | 0 |  | 0 | 0 |  |  | 0
3 | 21 | 20 | 0 | 0 | 13.3 | 2.1 | 0 | 13.3 | 0 | 0 |  | 0 | 0 |  | 0 | 0 |  |  | 0
3 | 21 | 21 | 0 | 0 | 12.2 | 1.5 | 0 | 12.2 | 0 | 0 |  | 0 | 0 |  | 0 | 0 |  |  | 0
3 | 21 | 22 | 0 | 0 | 11.7 | 2.1 | 0 | 11.7 | 0 | 0 |  | 0 | 0 |  | 0 | 0 |  |  | 0
3 | 21 | 23 | 0 | 0 | 11.1 | 2.1 | 0 | 11.1 | 0 | 0 |  | 0 | 0 |  | 0 | 0 |  |  | 0
3 | 22 | 0 | 0 | 0 | 11.1 | 2.1 | 0 | 11.1 | 0 | 0 |  | 0 | 0 |  | 0 | 0 |  |  | 0
3 | 22 | 1 | 0 | 0 | 11.1 | 2.6 | 0 | 11.1 | 0 | 0 |  | 0 | 0 |  | 0 | 0 |  |  | 0
3 | 22 | 2 | 0 | 0 | 10.6 | 3.6 | 0 | 10.6 | 0 | 0 |  | 0 | 0 |  | 0 | 0 |  |  | 0
3 | 22 | 3 | 0 | 0 | 10 | 2.1 | 0 | 10 | 0 | 0 |  | 0 | 0 |  | 0 | 0 |  |  | 0
3 | 22 | 4 | 0 | 0 | 10 | 3.6 | 0 | 10 | 0 | 0 |  | 0 | 0 |  | 0 | 0 |  |  | 0
3 | 22 | 5 | 0 | 0 | 8.9 | 0 | 0 | 8.9 | 0 | 0 |  | 0 | 0 |  | 0 | 0 |  |  | 0
3 | 22 | 6 | 75 | 0 | 10 | 1.5 | 3.968 | 7.864 | 10.482 | 0 |  | 0 | 0 | 0 | 0 | 0 | 0 |  | 0
3 | 22 | 7 | 501 | 44 | 11.7 | 2.6 | 172.404 | 14.269 | 1304.569 | 1222.55 |  | 0 | 0 | 0 | 0 | 0 | 0 |  | 356.8459
3 | 22 | 8 | 680 | 92 | 12.8 | 1.5 | 439.617 | 24.283 | 3659.808 | 3515.505 |  | 2342.7012 | 0.18032 | 0.13145 | 2020.4809 | 0.15552 | 0.11337 |  | 2323.706
3 | 22 | 9 | 780 | 116 | 14.4 | 1.5 | 684.144 | 33.672 | 5660.845 | 5448.769 |  | 7767.5392 | 0.32009 | 0.25588 | 6562.8789 | 0.27045 | 0.21619 |  | 4441.7352
3 | 22 | 10 | 875 | 130 | 16.7 | 1.5 | 914.111 | 42.855 | 7359.145 | 7078.844 |  | 12091.3589 | 0.33708 | 0.2832 | 10375.8376 | 0.28926 | 0.24302 |  | 6441.7277
3 | 22 | 11 | 805 | 205 | 17.2 | 2.6 | 1027.918 | 42.948 | 8283.423 | 7961.86 |  | 13263.8858 | 0.34267 | 0.26812 | 11538.5252 | 0.29809 | 0.23324 |  | 7415.9705
3 | 22 | 12 | 288 | 379 | 17.8 | 2.6 | 701.848 | 36.194 | 5799.412 | 5582.137 |  | 5119.5363 | 0.34254 | 0.14693 | 4461.405 | 0.2985 | 0.12804 |  | 4868.4923
3 | 22 | 13 | 708 | 258 | 18.3 | 2.6 | 995.756 | 42.722 | 8031.551 | 7721.52 |  | 12644.9066 | 0.34235 | 0.25049 | 11012.0887 | 0.29815 | 0.21815 |  | 7497.2973
3 | 22 | 14 | 905 | 133 | 18.9 | 4.1 | 962.207 | 39.934 | 7833.68 | 7532.558 |  | 15158.9895 | 0.34265 | 0.29594 | 13204.4991 | 0.29847 | 0.25779 |  | 7801.0716
3 | 22 | 15 | 879 | 108 | 19.4 | 2.1 | 771.164 | 40.538 | 6231.785 | 5997.87 |  | 12565.7392 | 0.33821 | 0.29343 | 10846.7241 | 0.29194 | 0.25329 |  | 6503.4539
3 | 22 | 16 | 761 | 108 | 19.4 | 5.7 | 523.68 | 28.799 | 4322.129 | 4156.904 |  | 8076.12 | 0.32385 | 0.26386 | 6805.9438 | 0.27292 | 0.22236 |  | 4518.6591
3 | 22 | 17 | 568 | 95 | 18.9 | 3.6 | 260.051 | 24.484 | 2007.448 | 1908.82 |  | 3222.0605 | 0.26964 | 0.19024 | 2736.9593 | 0.22905 | 0.1616 |  | 2258.3791
3 | 22 | 18 | 163 | 4 | 18.9 | 3.1 | 16.64 | 18.354 | 81.371 | 24.24 |  | 0 | 0 | 0 | 0 | 0 | 0 |  | 132.488
3 | 22 | 19 | 0 | 0 | 18.3 | 3.1 | 0 | 18.3 | 0 | 0 |  | 0 | 0 |  | 0 | 0 |  |  | 0
3 | 22 | 20 | 0 | 0 | 18.3 | 2.6 | 0 | 18.3 | 0 | 0 |  | 0 | 0 |  | 0 | 0 |  |  | 0
3 | 22 | 21 | 0 | 0 | 17.8 | 2.1 | 0 | 17.8 | 0 | 0 |  | 0 | 0 |  | 0 | 0 |  |  | 0
3 | 22 | 22 | 0 | 0 | 17.2 | 2.1 | 0 | 17.2 | 0 | 0 |  | 0 | 0 |  | 0 | 0 |  |  | 0
3 | 22 | 23 | 0 | 0 | 16.1 | 1.5 | 0 | 16.1 | 0 | 0 |  | 0 | 0 |  | 0 | 0 |  |  | 0
3 | 23 | 0 | 0 | 0 | 15 | 2.1 | 0 | 15 | 0 | 0 |  | 0 | 0 |  | 0 | 0 |  |  | 0
3 | 23 | 1 | 0 | 0 | 14.4 | 2.1 | 0 | 14.4 | 0 | 0 |  | 0 | 0 |  | 0 | 0 |  |  | 0
3 | 23 | 2 | 0 | 0 | 13.3 | 1.5 | 0 | 13.3 | 0 | 0 |  | 0 | 0 |  | 0 | 0 |  |  | 0
3 | 23 | 3 | 0 | 0 | 12.8 | 0 | 0 | 12.8 | 0 | 0 |  | 0 | 0 |  | 0 | 0 |  |  | 0
3 | 23 | 4 | 0 | 0 | 12.2 | 1.5 | 0 | 12.2 | 0 | 0 |  | 0 | 0 |  | 0 | 0 |  |  | 0
3 | 23 | 5 | 0 | 0 | 12.2 | 2.6 | 0 | 12.2 | 0 | 0 |  | 0 | 0 |  | 0 | 0 |  |  | 0
3 | 23 | 6 | 93 | 0 | 11.7 | 2.1 | 4.759 | 9.847 | 12.149 | 0 |  | 0 | 0 | 0 | 0 | 0 | 0 |  | 0
3 | 23 | 7 | 564 | 44 | 13.3 | 3.6 | 188.523 | 16.023 | 1411.281 | 1326.849 |  | 0 | 0 | 0 | 0 | 0 | 0 |  | 390.0551
3 | 23 | 8 | 597 | 111 | 14.4 | 2.6 | 418.832 | 23.728 | 3503.862 | 3364.267 |  | 2102.2083 | 0.18371 | 0.12172 | 1813.9242 | 0.15852 | 0.10503 |  | 2224.6506
3 | 23 | 9 | 641 | 165 | 16.7 | 0 | 640.088 | 41.397 | 5153.73 | 4960.121 |  | 6396.6671 | 0.32024 | 0.22337 | 5404.7083 | 0.27057 | 0.18873 |  | 4108.6085
3 | 23 | 10 | 792 | 159 | 18.3 | 2.1 | 877.495 | 41.174 | 7109.357 | 6839.707 |  | 10955.5966 | 0.33712 | 0.26822 | 9402.6968 | 0.28933 | 0.2302 |  | 6110.212
3 | 23 | 11 | 770 | 191 | 20 | 2.6 | 978.768 | 44.392 | 7844.839 | 7543.218 |  | 12692.6536 | 0.34267 | 0.26966 | 11041.9266 | 0.2981 | 0.23459 |  | 7062.0873
3 | 23 | 12 | 811 | 177 | 20.6 | 0 | 1029.829 | 59.616 | 7783.49 | 7484.606 |  | 14417.1471 | 0.34254 | 0.28059 | 12563.7439 | 0.2985 | 0.24452 |  | 7761.7255
3 | 23 | 13 | 817 | 179 | 21.1 | 2.6 | 1012.735 | 46.595 | 8050.318 | 7739.436 |  | 14587.7863 | 0.34237 | 0.2805 | 12704.8203 | 0.29817 | 0.24429 |  | 7856.3401
3 | 23 | 14 | 752 | 191 | 22.2 | 3.6 | 891.816 | 42.601 | 7189.842 | 6916.783 |  | 12587.8819 | 0.34265 | 0.26918 | 10964.3415 | 0.29846 | 0.23446 |  | 7015.8953
3 | 23 | 15 | 873 | 116 | 22.8 | 2.1 | 774.038 | 43.676 | 6182.491 | 5950.505 |  | 12464.5828 | 0.33817 | 0.29022 | 10757.0046 | 0.29185 | 0.25046 |  | 6510.4816
3 | 23 | 16 | 609 | 173 | 22.8 | 4.1 | 503.696 | 33.795 | 4102.262 | 3944.148 |  | 6449.273 | 0.32374 | 0.22236 | 5435.713 | 0.27287 | 0.18742 |  | 4175.5908
3 | 23 | 17 | 164 | 132 | 22.2 | 2.1 | 175.013 | 26.762 | 1428.849 | 1344.015 |  | 919.8944 | 0.26747 | 0.088714 | 782.4236 | 0.2275 | 0.075456 |  | 1279.9675
3 | 23 | 18 | 49 | 6 | 21.1 | 2.1 | 9.792 | 20.162 | 66.645 | 9.782 |  | 0 | 0 | 0 | 0 | 0 | 0 |  | 57.8878
3 | 23 | 19 | 0 | 0 | 20 | 0 | 0 | 20 | 0 | 0 |  | 0 | 0 |  | 0 | 0 |  |  | 0
3 | 23 | 20 | 0 | 0 | 18.9 | 0 | 0 | 18.9 | 0 | 0 |  | 0 | 0 |  | 0 | 0 |  |  | 0
3 | 23 | 21 | 0 | 0 | 18.3 | 0 | 0 | 18.3 | 0 | 0 |  | 0 | 0 |  | 0 | 0 |  |  | 0
3 | 23 | 22 | 0 | 0 | 17.2 | 2.1 | 0 | 17.2 | 0 | 0 |  | 0 | 0 |  | 0 | 0 |  |  | 0
3 | 23 | 23 | 0 | 0 | 15.6 | 2.1 | 0 | 15.6 | 0 | 0 |  | 0 | 0 |  | 0 | 0 |  |  | 0
3 | 24 | 0 | 0 | 0 | 13.9 | 0 | 0 | 13.9 | 0 | 0 |  | 0 | 0 |  | 0 | 0 |  |  | 0
3 | 24 | 1 | 0 | 0 | 13.9 | 1.5 | 0 | 13.9 | 0 | 0 |  | 0 | 0 |  | 0 | 0 |  |  | 0
3 | 24 | 2 | 0 | 0 | 12.8 | 3.1 | 0 | 12.8 | 0 | 0 |  | 0 | 0 |  | 0 | 0 |  |  | 0
3 | 24 | 3 | 0 | 0 | 12.2 | 0 | 0 | 12.2 | 0 | 0 |  | 0 | 0 |  | 0 | 0 |  |  | 0
3 | 24 | 4 | 0 | 0 | 12.2 | 0 | 0 | 12.2 | 0 | 0 |  | 0 | 0 |  | 0 | 0 |  |  | 0
3 | 24 | 5 | 0 | 0 | 11.1 | 2.1 | 0 | 11.1 | 0 | 0 |  | 0 | 0 |  | 0 | 0 |  |  | 0
3 | 24 | 6 | 102 | 1 | 11.1 | 1.5 | 6.244 | 9.033 | 23.436 | 0 |  | 0 | 0 | 0 | 0 | 0 | 0 |  | 0
3 | 24 | 7 | 407 | 75 | 13.3 | 3.1 | 178.581 | 15.914 | 1396.743 | 1312.642 |  | 0 | 0 | 0 | 0 | 0 | 0 |  | 425.8641
3 | 24 | 8 | 118 | 191 | 16.7 | 1.5 | 246.953 | 22.639 | 2118.816 | 2017.402 |  | 424.4274 | 0.18706 | 0.034516 | 366.3729 | 0.16148 | 0.029795 |  | 1435.1613
3 | 24 | 9 | 245 | 290 | 19.4 | 1.5 | 464.878 | 31.795 | 3889.05 | 3737.675 |  | 2449.8546 | 0.32037 | 0.10711 | 2069.9609 | 0.27069 | 0.090502 |  | 3047.3673
3 | 24 | 10 | 804 | 186 | 21.7 | 2.1 | 916.497 | 44.891 | 7323.3 | 7044.541 |  | 11132.3545 | 0.33716 | 0.2602 | 9555.8408 | 0.28941 | 0.22335 |  | 6370.8908
3 | 24 | 11 | 758 | 244 | 23.3 | 2.1 | 1021.679 | 50.189 | 8010.603 | 7701.522 |  | 12499.6233 | 0.34267 | 0.25361 | 10874.2927 | 0.29811 | 0.22063 |  | 7328.0248
3 | 24 | 12 | 60 | 293 | 23.3 | 0 | 347.006 | 42.065 | 2806.004 | 2686.464 |  | 1066.6229 | 0.34254 | 0.057667 | 929.5026 | 0.2985 | 0.050253 |  | 2444.3967
3 | 24 | 13 | 714 | 273 | 25 | 0 | 1014.567 | 60.152 | 7650.996 | 7357.98 |  | 12744.7599 | 0.34238 | 0.2472 | 11100.3996 | 0.2982 | 0.2153 |  | 7642.7049
3 | 24 | 14 | 935 | 118 | 26.1 | 1.5 | 962.521 | 54.014 | 7428.3 | 7145.012 |  | 15640.0378 | 0.34265 | 0.30171 | 13622.088 | 0.29844 | 0.26278 |  | 7920.0563
3 | 24 | 15 | 810 | 166 | 26.1 | 0 | 781.527 | 57.472 | 5922.564 | 5700.615 |  | 11550.1602 | 0.33813 | 0.2694 | 9965.5171 | 0.29174 | 0.23244 |  | 6422.5572
3 | 24 | 16 | 439 | 196 | 26.1 | 2.1 | 430.05 | 38.064 | 3460.649 | 3322.344 |  | 4638.769 | 0.32363 | 0.18839 | 3910.3091 | 0.27281 | 0.1588 |  | 3471.0517
3 | 24 | 17 | 439 | 131 | 25.6 | 2.6 | 254.784 | 31.582 | 1963.776 | 1866.229 |  | 2433.5363 | 0.26519 | 0.15158 | 2072.5769 | 0.22585 | 0.1291 |  | 2080.8118
3 | 24 | 18 | 135 | 6 | 24.4 | 3.1 | 15.606 | 23.945 | 84.323 | 27.137 |  | 0 | 0 | 0 | 0 | 0 | 0 |  | 117.1867
3 | 24 | 19 | 0 | 0 | 22.8 | 2.6 | 0 | 22.8 | 0 | 0 |  | 0 | 0 |  | 0 | 0 |  |  | 0
3 | 24 | 20 | 0 | 0 | 20.6 | 0 | 0 | 20.6 | 0 | 0 |  | 0 | 0 |  | 0 | 0 |  |  | 0
3 | 24 | 21 | 0 | 0 | 19.4 | 1.5 | 0 | 19.4 | 0 | 0 |  | 0 | 0 |  | 0 | 0 |  |  | 0
3 | 24 | 22 | 0 | 0 | 18.3 | 0 | 0 | 18.3 | 0 | 0 |  | 0 | 0 |  | 0 | 0 |  |  | 0
3 | 24 | 23 | 0 | 0 | 17.8 | 1.5 | 0 | 17.8 | 0 | 0 |  | 0 | 0 |  | 0 | 0 |  |  | 0
3 | 25 | 0 | 0 | 0 | 16.7 | 1.5 | 0 | 16.7 | 0 | 0 |  | 0 | 0 |  | 0 | 0 |  |  | 0
3 | 25 | 1 | 0 | 0 | 15 | 0 | 0 | 15 | 0 | 0 |  | 0 | 0 |  | 0 | 0 |  |  | 0
3 | 25 | 2 | 0 | 0 | 15 | 2.1 | 0 | 15 | 0 | 0 |  | 0 | 0 |  | 0 | 0 |  |  | 0
3 | 25 | 3 | 0 | 0 | 14.4 | 2.6 | 0 | 14.4 | 0 | 0 |  | 0 | 0 |  | 0 | 0 |  |  | 0
3 | 25 | 4 | 0 | 0 | 13.3 | 2.6 | 0 | 13.3 | 0 | 0 |  | 0 | 0 |  | 0 | 0 |  |  | 0
3 | 25 | 5 | 0 | 0 | 13.9 | 3.6 | 0 | 13.9 | 0 | 0 |  | 0 | 0 |  | 0 | 0 |  |  | 0
3 | 25 | 6 | 113 | 1 | 13.3 | 3.1 | 6.601 | 11.754 | 23.758 | 0 |  | 0 | 0 | 0 | 0 | 0 | 0 |  | 0
3 | 25 | 7 | 565 | 49 | 15.6 | 3.1 | 194.603 | 18.626 | 1453.153 | 1367.763 |  | 0 | 0 | 0 | 0 | 0 | 0 |  | 418.8072
3 | 25 | 8 | 513 | 144 | 18.3 | 3.1 | 407.214 | 26.855 | 3383.239 | 3247.229 |  | 1883.5478 | 0.19036 | 0.10791 | 1626.4651 | 0.16438 | 0.093183 |  | 2209.8314
3 | 25 | 9 | 204 | 278 | 20.6 | 2.6 | 423.239 | 30.61 | 3556.897 | 3415.71 |  | 2043.8725 | 0.32051 | 0.097457 | 1726.9318 | 0.27081 | 0.082345 |  | 2776.8283
3 | 25 | 10 | 704 | 219 | 22.2 | 1.5 | 863.13 | 45.872 | 6872.125 | 6612.394 |  | 9756.6285 | 0.33719 | 0.24131 | 8376.1426 | 0.28948 | 0.20716 |  | 5955.4751
3 | 25 | 11 | 823 | 170 | 23.9 | 2.1 | 1000.584 | 50.112 | 7847.385 | 7545.65 |  | 13576.0251 | 0.34267 | 0.27967 | 11811.011 | 0.29812 | 0.24331 |  | 7324.6468
3 | 25 | 12 | 919 | 133 | 25.6 | 1.5 | 1080.005 | 56.436 | 8266.101 | 7945.337 |  | 16336.4337 | 0.34254 | 0.29879 | 14236.3303 | 0.2985 | 0.26038 |  | 8343.562
3 | 25 | 13 | 853 | 168 | 26.1 | 3.1 | 1035.182 | 50.658 | 8102.1 | 7788.861 |  | 15220.5333 | 0.34239 | 0.28571 | 13257.656 | 0.29824 | 0.24886 |  | 8071.1739
3 | 25 | 14 | 899 | 135 | 26.7 | 2.1 | 955.805 | 52.173 | 7429.55 | 7146.208 |  | 15026.4293 | 0.34266 | 0.29498 | 13086.859 | 0.29843 | 0.25691 |  | 7753.6814
3 | 25 | 15 | 741 | 170 | 27.2 | 4.6 | 734.083 | 42.558 | 5891.273 | 5670.517 |  | 10552.0395 | 0.33809 | 0.26291 | 9102.1038 | 0.29164 | 0.22678 |  | 5989.9216
3 | 25 | 16 | 745 | 122 | 27.2 | 3.1 | 525.546 | 39.719 | 4170.303 | 4010.006 |  | 7854.3358 | 0.32352 | 0.25598 | 6621.8985 | 0.27275 | 0.21582 |  | 4506.5656
3 | 25 | 17 | 590 | 103 | 26.7 | 2.1 | 270.418 | 33.846 | 2016.944 | 1918.08 |  | 3230.4976 | 0.2628 | 0.18251 | 2754.9119 | 0.22411 | 0.15564 |  | 2349.0099
3 | 25 | 18 | 188 | 5 | 25 | 2.6 | 17.8 | 24.672 | 85.126 | 27.926 |  | 0 | 0 | 0 | 0 | 0 | 0 |  | 148.2333
3 | 25 | 19 | 0 | 0 | 23.3 | 0 | 0 | 23.3 | 0 | 0 |  | 0 | 0 |  | 0 | 0 |  |  | 0
3 | 25 | 20 | 0 | 0 | 21.7 | 0 | 0 | 21.7 | 0 | 0 |  | 0 | 0 |  | 0 | 0 |  |  | 0
3 | 25 | 21 | 0 | 0 | 20.6 | 1.5 | 0 | 20.6 | 0 | 0 |  | 0 | 0 |  | 0 | 0 |  |  | 0
3 | 25 | 22 | 0 | 0 | 20.6 | 1.5 | 0 | 20.6 | 0 | 0 |  | 0 | 0 |  | 0 | 0 |  |  | 0
3 | 25 | 23 | 0 | 0 | 18.9 | 0 | 0 | 18.9 | 0 | 0 |  | 0 | 0 |  | 0 | 0 |  |  | 0
3 | 26 | 0 | 0 | 0 | 17.8 | 0 | 0 | 17.8 | 0 | 0 |  | 0 | 0 |  | 0 | 0 |  |  | 0
3 | 26 | 1 | 0 | 0 | 17.2 | 0 | 0 | 17.2 | 0 | 0 |  | 0 | 0 |  | 0 | 0 |  |  | 0
3 | 26 | 2 | 0 | 0 | 15.6 | 0 | 0 | 15.6 | 0 | 0 |  | 0 | 0 |  | 0 | 0 |  |  | 0
3 | 26 | 3 | 0 | 0 | 15 | 1.5 | 0 | 15 | 0 | 0 |  | 0 | 0 |  | 0 | 0 |  |  | 0
3 | 26 | 4 | 0 | 0 | 15 | 1.5 | 0 | 15 | 0 | 0 |  | 0 | 0 |  | 0 | 0 |  |  | 0
3 | 26 | 5 | 0 | 0 | 14.4 | 2.6 | 0 | 14.4 | 0 | 0 |  | 0 | 0 |  | 0 | 0 |  |  | 0
3 | 26 | 6 | 131 | 2 | 13.9 | 1.5 | 8.341 | 12.006 | 34.745 | 0 |  | 0 | 0 | 0 | 0 | 0 | 0 |  | 0
3 | 26 | 7 | 603 | 44 | 15.6 | 3.1 | 199.859 | 18.757 | 1482.073 | 1396.018 |  | 0 | 0 | 0 | 0 | 0 | 0 |  | 426.2217
3 | 26 | 8 | 808 | 67 | 18.3 | 3.1 | 477.913 | 28.517 | 3909.741 | 3757.719 |  | 3026.3496 | 0.1936 | 0.15804 | 2614.012 | 0.16722 | 0.13651 |  | 2548.9294
3 | 26 | 9 | 898 | 76 | 21.1 | 3.6 | 721.666 | 36.764 | 5901.564 | 5680.416 |  | 9014.0424 | 0.32063 | 0.28078 | 7616.18 | 0.27091 | 0.23724 |  | 4770.1756
3 | 26 | 10 | 911 | 107 | 23.3 | 2.1 | 913.876 | 47.075 | 7241.149 | 6965.905 |  | 12636.2236 | 0.33722 | 0.29326 | 10849.7758 | 0.28955 | 0.2518 |  | 6538.7295
3 | 26 | 11 | 949 | 104 | 25 | 1.5 | 1042.902 | 54.685 | 8035.618 | 7725.403 |  | 15658.9642 | 0.34267 | 0.30609 | 13623.4286 | 0.29812 | 0.2663 |  | 7833.5775
3 | 26 | 12 | 931 | 114 | 26.7 | 5.2 | 1071.645 | 47.42 | 8492.929 | 8161.607 |  | 16548.3374 | 0.34254 | 0.30478 | 14421.0683 | 0.29851 | 0.2656 |  | 8313.2532
3 | 26 | 13 | 926 | 124 | 27.2 | 4.1 | 1048.91 | 49.881 | 8233.957 | 7914.676 |  | 16516.5972 | 0.34241 | 0.30169 | 14387.6131 | 0.29827 | 0.2628 |  | 8368.5187
3 | 26 | 14 | 856 | 152 | 27.8 | 5.2 | 934.393 | 45.981 | 7437.188 | 7153.515 |  | 14296.1359 | 0.34266 | 0.28764 | 12450.0135 | 0.29841 | 0.2505 |  | 7534.0996
3 | 26 | 15 | 741 | 160 | 28.3 | 4.6 | 722.729 | 43.403 | 5781.063 | 5564.48 |  | 10537.2655 | 0.33805 | 0.26629 | 9087.0382 | 0.29152 | 0.22964 |  | 5916.8907
3 | 26 | 16 | 660 | 141 | 28.3 | 4.6 | 498.469 | 38.552 | 3979.148 | 3824.944 |  | 6941.9767 | 0.3234 | 0.24047 | 5853.595 | 0.27269 | 0.20277 |  | 4200.0671
3 | 26 | 17 | 578 | 101 | 27.8 | 5.2 | 264.071 | 32.534 | 1977.361 | 1879.478 |  | 3124.2721 | 0.26031 | 0.18054 | 2667.7564 | 0.22227 | 0.15416 |  | 2294.0889
3 | 26 | 18 | 190 | 6 | 26.7 | 3.6 | 18.412 | 26.384 | 91.086 | 33.777 |  | 0 | 0 | 0 | 0 | 0 | 0 |  | 151.3578
3 | 26 | 19 | 0 | 0 | 25.6 | 3.1 | 0 | 25.6 | 0 | 0 |  | 0 | 0 |  | 0 | 0 |  |  | 0
3 | 26 | 20 | 0 | 0 | 25 | 0 | 0 | 25 | 0 | 0 |  | 0 | 0 |  | 0 | 0 |  |  | 0
3 | 26 | 21 | 0 | 0 | 21.1 | 0 | 0 | 21.1 | 0 | 0 |  | 0 | 0 |  | 0 | 0 |  |  | 0
3 | 26 | 22 | 0 | 0 | 20.6 | 1.5 | 0 | 20.6 | 0 | 0 |  | 0 | 0 |  | 0 | 0 |  |  | 0
3 | 26 | 23 | 0 | 0 | 19.4 | 0 | 0 | 19.4 | 0 | 0 |  | 0 | 0 |  | 0 | 0 |  |  | 0
3 | 27 | 0 | 0 | 0 | 17.2 | 0 | 0 | 17.2 | 0 | 0 |  | 0 | 0 |  | 0 | 0 |  |  | 0
3 | 27 | 1 | 0 | 0 | 17.2 | 1.5 | 0 | 17.2 | 0 | 0 |  | 0 | 0 |  | 0 | 0 |  |  | 0
3 | 27 | 2 | 0 | 0 | 16.1 | 2.6 | 0 | 16.1 | 0 | 0 |  | 0 | 0 |  | 0 | 0 |  |  | 0
3 | 27 | 3 | 0 | 0 | 15 | 2.6 | 0 | 15 | 0 | 0 |  | 0 | 0 |  | 0 | 0 |  |  | 0
3 | 27 | 4 | 0 | 0 | 14.4 | 2.1 | 0 | 14.4 | 0 | 0 |  | 0 | 0 |  | 0 | 0 |  |  | 0
3 | 27 | 5 | 0 | 0 | 15 | 2.1 | 0 | 15 | 0 | 0 |  | 0 | 0 |  | 0 | 0 |  |  | 0
3 | 27 | 6 | 94 | 3 | 15.6 | 2.6 | 7.509 | 14.039 | 39.124 | 0 |  | 0 | 0 | 0 | 0 | 0 | 0 |  | 0
3 | 27 | 7 | 362 | 67 | 16.1 | 4.1 | 160.356 | 18.126 | 1247.66 | 1166.912 |  | 0 | 0 | 0 | 0 | 0 | 0 |  | 394.1491
3 | 27 | 8 | 396 | 174 | 19.4 | 3.6 | 372.702 | 26.701 | 3112.655 | 2984.507 |  | 1512.0151 | 0.19677 | 0.089898 | 1306.2853 | 0.17 | 0.077666 |  | 2085.7489
3 | 27 | 9 | 799 | 149 | 21.7 | 2.6 | 736.009 | 39.101 | 5974.088 | 5750.167 |  | 8034.8772 | 0.32075 | 0.24442 | 6788.7555 | 0.27101 | 0.20652 |  | 4779.6802
3 | 27 | 10 | 704 | 214 | 23.3 | 2.1 | 857.973 | 45.763 | 6833.909 | 6575.758 |  | 9772.7953 | 0.33725 | 0.24303 | 8392.2423 | 0.28961 | 0.2087 |  | 5929.268
3 | 27 | 11 | 692 | 273 | 25.6 | 2.6 | 984.738 | 49.843 | 7731.27 | 7434.706 |  | 11421.043 | 0.34267 | 0.23962 | 9936.5736 | 0.29813 | 0.20848 |  | 7030.008
3 | 27 | 12 | 60 | 293 | 26.1 | 2.1 | 346.117 | 36.548 | 2856.293 | 2735.363 |  | 1066.35 | 0.34255 | 0.057654 | 929.2789 | 0.29851 | 0.050243 |  | 2444.2594
3 | 27 | 13 | 248 | 398 | 26.7 | 3.1 | 668.344 | 41.55 | 5414.513 | 5211.516 |  | 4421.5182 | 0.34243 | 0.13079 | 3851.8687 | 0.29831 | 0.11394 |  | 4677.5809
3 | 27 | 14 | 0 | 172 | 26.7 | 1.5 | 156 | 32.015 | 1308.659 | 1226.548 |  | 0 | 0.34266 | 0 | 0 | 0.29839 | 0 |  | 1148.7245
3 | 27 | 15 | 6 | 218 | 26.7 | 1.5 | 204.249 | 31.45 | 1716.596 | 1625.045 |  | 85.198 | 0.33801 | 0.0072837 | 73.4528 | 0.29141 | 0.0062796 |  | 1489.6921
3 | 27 | 16 | 39 | 214 | 26.7 | 3.1 | 224.801 | 31.092 | 1885.693 | 1790.063 |  | 409.2246 | 0.32327 | 0.032736 | 345.1192 | 0.27263 | 0.027608 |  | 1590.4545
3 | 27 | 17 | 0 | 109 | 25.6 | 5.7 | 98.933 | 26.645 | 845.92 | 773.83 |  | 0 | 0.25771 | 0 | 0 | 0.22033 | 0 |  | 654.3505
3 | 27 | 18 | 0 | 6 | 24.4 | 4.1 | 5.294 | 23.393 | 45.781 | 0 |  | 0 | 0 | 0 | 0 | 0 | 0 |  | 22.7173
3 | 27 | 19 | 0 | 0 | 23.3 | 5.7 | 0 | 23.3 | 0 | 0 |  | 0 | 0 |  | 0 | 0 |  |  | 0
3 | 27 | 20 | 0 | 0 | 22.2 | 2.1 | 0 | 22.2 | 0 | 0 |  | 0 | 0 |  | 0 | 0 |  |  | 0
3 | 27 | 21 | 0 | 0 | 22.2 | 3.1 | 0 | 22.2 | 0 | 0 |  | 0 | 0 |  | 0 | 0 |  |  | 0
3 | 27 | 22 | 0 | 0 | 21.1 | 4.6 | 0 | 21.1 | 0 | 0 |  | 0 | 0 |  | 0 | 0 |  |  | 0
3 | 27 | 23 | 0 | 0 | 18.9 | 5.7 | 0 | 18.9 | 0 | 0 |  | 0 | 0 |  | 0 | 0 |  |  | 0
3 | 28 | 0 | 0 | 0 | 17.2 | 0 | 0 | 17.2 | 0 | 0 |  | 0 | 0 |  | 0 | 0 |  |  | 0
3 | 28 | 1 | 0 | 0 | 16.7 | 0 | 0 | 16.7 | 0 | 0 |  | 0 | 0 |  | 0 | 0 |  |  | 0
3 | 28 | 2 | 0 | 0 | 15.6 | 3.1 | 0 | 15.6 | 0 | 0 |  | 0 | 0 |  | 0 | 0 |  |  | 0
3 | 28 | 3 | 0 | 0 | 15.6 | 2.6 | 0 | 15.6 | 0 | 0 |  | 0 | 0 |  | 0 | 0 |  |  | 0
3 | 28 | 4 | 0 | 0 | 15 | 1.5 | 0 | 15 | 0 | 0 |  | 0 | 0 |  | 0 | 0 |  |  | 0
3 | 28 | 5 | 0 | 0 | 15 | 2.6 | 0 | 15 | 0 | 0 |  | 0 | 0 |  | 0 | 0 |  |  | 0
3 | 28 | 6 | 37 | 5 | 15.6 | 2.1 | 6.171 | 13.84 | 44.451 | 0 |  | 0 | 0 | 0 | 0 | 0 | 0 |  | 0
3 | 28 | 7 | 0 | 36 | 15.6 | 2.1 | 31.917 | 14.548 | 284.528 | 223.616 |  | 0 | 0 | 0 | 0 | 0 | 0 |  | 120.1659
3 | 28 | 8 | 0 | 117 | 15 | 2.1 | 105.26 | 16.033 | 933.642 | 859.709 |  | 0 | 0.19987 | 0 | 0 | 0.1727 | 0 |  | 690.3906
3 | 28 | 9 | 0 | 193 | 16.1 | 2.1 | 175.989 | 19.318 | 1543.602 | 1456.124 |  | 0 | 0.32087 | 0 | 0 | 0.2711 | 0 |  | 1255.1916
3 | 28 | 10 | 0 | 150 | 16.7 | 2.1 | 135.444 | 19.07 | 1188.995 | 1109.545 |  | 0 | 0.33728 | 0 | 0 | 0.28967 | 0 |  | 997.1732
3 | 28 | 11 | 18 | 316 | 16.7 | 2.6 | 311.425 | 23.204 | 2695.058 | 2578.554 |  | 297.135 | 0.34267 | 0.017021 | 258.5179 | 0.29813 | 0.014809 |  | 2245.627
3 | 28 | 12 | 30 | 391 | 17.8 | 1.5 | 417.305 | 29.125 | 3537.006 | 3396.417 |  | 533.0825 | 0.34255 | 0.024139 | 464.5632 | 0.29852 | 0.021036 |  | 2855.6877
3 | 28 | 13 | 85 | 408 | 19.4 | 2.6 | 487.838 | 31.015 | 4106.964 | 3948.7 |  | 1514.7124 | 0.34245 | 0.058612 | 1319.6594 | 0.29835 | 0.051064 |  | 3417.434
3 | 28 | 14 | 12 | 203 | 20.6 | 1.5 | 195.7 | 26.308 | 1675.187 | 1584.62 |  | 200.0607 | 0.34266 | 0.017797 | 174.2006 | 0.29837 | 0.015496 |  | 1446.9709
3 | 28 | 15 | 647 | 236 | 21.1 | 0 | 723.771 | 46.882 | 5717.858 | 5503.652 |  | 9173.3571 | 0.33796 | 0.23204 | 7906.5713 | 0.29129 | 0.2 |  | 5795.0243
3 | 28 | 16 | 783 | 104 | 21.7 | 1.5 | 523.039 | 37.386 | 4177.212 | 4016.693 |  | 8195.7682 | 0.32314 | 0.2659 | 6912.9872 | 0.27256 | 0.22428 |  | 4551.7803
3 | 28 | 17 | 588 | 116 | 21.7 | 2.1 | 278.389 | 29.021 | 2117.9 | 2016.51 |  | 3092.1627 | 0.25499 | 0.16975 | 2646.9469 | 0.21828 | 0.14531 |  | 2397.2571
3 | 28 | 18 | 206 | 7 | 20.6 | 0 | 19.13 | 21.913 | 97.706 | 40.276 |  | 0 | 0 | 0 | 0 | 0 | 0 |  | 161.4584
3 | 28 | 19 | 0 | 0 | 18.9 | 3.1 | 0 | 18.9 | 0 | 0 |  | 0 | 0 |  | 0 | 0 |  |  | 0
3 | 28 | 20 | 0 | 0 | 18.3 | 2.1 | 0 | 18.3 | 0 | 0 |  | 0 | 0 |  | 0 | 0 |  |  | 0
3 | 28 | 21 | 0 | 0 | 17.2 | 2.1 | 0 | 17.2 | 0 | 0 |  | 0 | 0 |  | 0 | 0 |  |  | 0
3 | 28 | 22 | 0 | 0 | 17.2 | 2.6 | 0 | 17.2 | 0 | 0 |  | 0 | 0 |  | 0 | 0 |  |  | 0
3 | 28 | 23 | 0 | 0 | 16.7 | 2.6 | 0 | 16.7 | 0 | 0 |  | 0 | 0 |  | 0 | 0 |  |  | 0
3 | 29 | 0 | 0 | 0 | 16.1 | 3.1 | 0 | 16.1 | 0 | 0 |  | 0 | 0 |  | 0 | 0 |  |  | 0
3 | 29 | 1 | 0 | 0 | 15.6 | 2.1 | 0 | 15.6 | 0 | 0 |  | 0 | 0 |  | 0 | 0 |  |  | 0
3 | 29 | 2 | 0 | 0 | 15 | 2.1 | 0 | 15 | 0 | 0 |  | 0 | 0 |  | 0 | 0 |  |  | 0
3 | 29 | 3 | 0 | 0 | 13.9 | 1.5 | 0 | 13.9 | 0 | 0 |  | 0 | 0 |  | 0 | 0 |  |  | 0
3 | 29 | 4 | 0 | 0 | 13.9 | 1.5 | 0 | 13.9 | 0 | 0 |  | 0 | 0 |  | 0 | 0 |  |  | 0
3 | 29 | 5 | 0 | 0 | 13.3 | 0 | 0 | 13.3 | 0 | 0 |  | 0 | 0 |  | 0 | 0 |  |  | 0
3 | 29 | 6 | 127 | 4 | 13.9 | 3.1 | 9.598 | 12.448 | 50.354 | 0 |  | 0 | 0 | 0 | 0 | 0 | 0 |  | 0
3 | 29 | 7 | 524 | 57 | 15.6 | 3.1 | 194.278 | 18.626 | 1471.461 | 1385.651 |  | 0 | 0 | 0 | 0 | 0 | 0 |  | 449.8629
3 | 29 | 8 | 702 | 97 | 17.2 | 4.1 | 458.802 | 26.106 | 3801.004 | 3652.366 |  | 2779.7238 | 0.20289 | 0.14791 | 2402.1142 | 0.17532 | 0.12782 |  | 2465.8476
3 | 29 | 9 | 800 | 117 | 18.9 | 2.6 | 701.705 | 35.774 | 5763.739 | 5547.809 |  | 8072.4843 | 0.32098 | 0.25797 | 6820.2098 | 0.27118 | 0.21795 |  | 4588.2677
3 | 29 | 10 | 858 | 138 | 20 | 2.6 | 908.374 | 42.324 | 7327.976 | 7049.015 |  | 11927.5983 | 0.33731 | 0.27995 | 10245.0209 | 0.28972 | 0.24046 |  | 6417.2427
3 | 29 | 11 | 901 | 140 | 21.1 | 2.1 | 1033.001 | 48.354 | 8156.191 | 7840.48 |  | 14875.3217 | 0.34267 | 0.29305 | 12942.1879 | 0.29814 | 0.25497 |  | 7716.7497
3 | 29 | 12 | 871 | 157 | 22.8 | 2.6 | 1065.906 | 49.43 | 8382.938 | 8056.759 |  | 15473.7955 | 0.34256 | 0.2897 | 13485.0224 | 0.29853 | 0.25246 |  | 8109.8653
3 | 29 | 13 | 938 | 136 | 23.9 | 3.1 | 1070.227 | 49.278 | 8420.652 | 8092.714 |  | 16706.5536 | 0.34247 | 0.29874 | 14556.2357 | 0.29839 | 0.26029 |  | 8534.0865
3 | 29 | 14 | 898 | 137 | 24.4 | 3.6 | 952.203 | 46.127 | 7574.145 | 7284.505 |  | 14957.0045 | 0.34266 | 0.29419 | 13022.5986 | 0.29835 | 0.25614 |  | 7734.9128
3 | 29 | 15 | 809 | 139 | 25 | 0 | 746.212 | 55.375 | 5698.707 | 5485.217 |  | 11452.4003 | 0.33791 | 0.27804 | 9868.0948 | 0.29116 | 0.23958 |  | 6199.7064
3 | 29 | 16 | 795 | 104 | 24.4 | 2.1 | 527.814 | 38.733 | 4192.959 | 4031.932 |  | 8300.4093 | 0.323 | 0.2664 | 7002.3651 | 0.27249 | 0.22474 |  | 4601.8065
3 | 29 | 17 | 616 | 104 | 24.4 | 3.6 | 273.821 | 30.336 | 2057.067 | 1957.203 |  | 3192.3862 | 0.25217 | 0.17619 | 2736.0112 | 0.21612 | 0.151 |  | 2397.8062
3 | 29 | 18 | 222 | 7 | 23.3 | 2.6 | 19.301 | 22.973 | 96.181 | 38.779 |  | 0 | 0 | 0 | 0 | 0 | 0 |  | 169.531
3 | 29 | 19 | 0 | 0 | 22.2 | 2.1 | 0 | 22.2 | 0 | 0 |  | 0 | 0 |  | 0 | 0 |  |  | 0
3 | 29 | 20 | 0 | 0 | 21.1 | 0 | 0 | 21.1 | 0 | 0 |  | 0 | 0 |  | 0 | 0 |  |  | 0
3 | 29 | 21 | 0 | 0 | 20 | 0 | 0 | 20 | 0 | 0 |  | 0 | 0 |  | 0 | 0 |  |  | 0
3 | 29 | 22 | 0 | 0 | 20.6 | 1.5 | 0 | 20.6 | 0 | 0 |  | 0 | 0 |  | 0 | 0 |  |  | 0
3 | 29 | 23 | 0 | 0 | 18.9 | 1.5 | 0 | 18.9 | 0 | 0 |  | 0 | 0 |  | 0 | 0 |  |  | 0
3 | 30 | 0 | 0 | 0 | 18.3 | 3.6 | 0 | 18.3 | 0 | 0 |  | 0 | 0 |  | 0 | 0 |  |  | 0
3 | 30 | 1 | 0 | 0 | 18.3 | 0 | 0 | 18.3 | 0 | 0 |  | 0 | 0 |  | 0 | 0 |  |  | 0
3 | 30 | 2 | 0 | 0 | 17.8 | 1.5 | 0 | 17.8 | 0 | 0 |  | 0 | 0 |  | 0 | 0 |  |  | 0
3 | 30 | 3 | 0 | 0 | 16.7 | 0 | 0 | 16.7 | 0 | 0 |  | 0 | 0 |  | 0 | 0 |  |  | 0
3 | 30 | 4 | 0 | 0 | 16.1 | 2.1 | 0 | 16.1 | 0 | 0 |  | 0 | 0 |  | 0 | 0 |  |  | 0
3 | 30 | 5 | 0 | 0 | 15.6 | 1.5 | 0 | 15.6 | 0 | 0 |  | 0 | 0 |  | 0 | 0 |  |  | 0
3 | 30 | 6 | 86 | 6 | 16.1 | 3.1 | 8.878 | 14.678 | 55.777 | 0 |  | 0 | 0 | 0 | 0 | 0 | 0 |  | 0
3 | 30 | 7 | 31 | 87 | 17.2 | 4.1 | 87.746 | 17.653 | 760.008 | 689.698 |  | 0 | 0 | 0 | 0 | 0 | 0 |  | 310.0761
3 | 30 | 8 | 249 | 204 | 18.3 | 2.6 | 329.51 | 25.126 | 2786.673 | 2667.665 |  | 1003.018 | 0.20582 | 0.064365 | 866.8016 | 0.17787 | 0.055624 |  | 1879.6059
3 | 30 | 9 | 526 | 222 | 20 | 1.5 | 612.16 | 36.739 | 5019.972 | 4831.087 |  | 5316.1523 | 0.32108 | 0.18844 | 4491.3303 | 0.27126 | 0.1592 |  | 3964.2489
3 | 30 | 10 | 764 | 190 | 21.7 | 1.5 | 885.282 | 46.596 | 7028.913 | 6762.647 |  | 10627.4963 | 0.33733 | 0.25621 | 9129.2567 | 0.28977 | 0.22009 |  | 6163.2875
3 | 30 | 11 | 901 | 155 | 22.8 | 2.1 | 1059.112 | 50.521 | 8293.322 | 7971.302 |  | 14876.6556 | 0.34267 | 0.28858 | 12943.4345 | 0.29814 | 0.25108 |  | 7817.5316
3 | 30 | 12 | 859 | 164 | 23.3 | 0 | 1060.348 | 63.255 | 7897.963 | 7593.961 |  | 15256.6147 | 0.34256 | 0.28707 | 13295.8956 | 0.29854 | 0.25017 |  | 8057.3738
3 | 30 | 13 | 817 | 217 | 24.4 | 4.1 | 1053.271 | 47.236 | 8352.057 | 8027.313 |  | 14543.2013 | 0.34249 | 0.27004 | 12672.1617 | 0.29843 | 0.2353 |  | 8087.4301
3 | 30 | 14 | 220 | 382 | 25 | 5.7 | 581.544 | 35.895 | 4808.172 | 4626.644 |  | 3660.6571 | 0.34267 | 0.11909 | 3186.9521 | 0.29832 | 0.10368 |  | 4220.2753
3 | 30 | 15 | 523 | 303 | 25.6 | 6.7 | 696.151 | 36.766 | 5714.82 | 5500.728 |  | 7391.8367 | 0.33786 | 0.19562 | 6367.4057 | 0.29104 | 0.16851 |  | 5420.6315
3 | 30 | 16 | 0 | 82 | 23.3 | 10.3 | 73.006 | 23.918 | 630.229 | 562.56 |  | 0 | 0.32286 | 0 | 0 | 0.27242 | 0 |  | 534.9663
3 | 30 | 17 | 189 | 160 | 21.1 | 4.1 | 203.713 | 24.282 | 1676.496 | 1585.898 |  | 964.6824 | 0.24925 | 0.078619 | 827.7247 | 0.21386 | 0.067457 |  | 1499.833
3 | 30 | 18 | 70 | 12 | 20 | 5.7 | 14.586 | 19.378 | 106.131 | 48.546 |  | 0 | 0 | 0 | 0 | 0 | 0 |  | 89.1055
3 | 30 | 19 | 0 | 0 | 19.4 | 0 | 0 | 19.4 | 0 | 0 |  | 0 | 0 |  | 0 | 0 |  |  | 0
3 | 30 | 20 | 0 | 0 | 18.3 | 2.1 | 0 | 18.3 | 0 | 0 |  | 0 | 0 |  | 0 | 0 |  |  | 0
3 | 30 | 21 | 0 | 0 | 17.8 | 1.5 | 0 | 17.8 | 0 | 0 |  | 0 | 0 |  | 0 | 0 |  |  | 0
3 | 30 | 22 | 0 | 0 | 17.2 | 2.6 | 0 | 17.2 | 0 | 0 |  | 0 | 0 |  | 0 | 0 |  |  | 0
3 | 30 | 23 | 0 | 0 | 17.8 | 2.1 | 0 | 17.8 | 0 | 0 |  | 0 | 0 |  | 0 | 0 |  |  | 0
3 | 31 | 0 | 0 | 0 | 16.7 | 3.1 | 0 | 16.7 | 0 | 0 |  | 0 | 0 |  | 0 | 0 |  |  | 0
3 | 31 | 1 | 0 | 0 | 15.6 | 4.1 | 0 | 15.6 | 0 | 0 |  | 0 | 0 |  | 0 | 0 |  |  | 0
3 | 31 | 2 | 0 | 0 | 15 | 3.1 | 0 | 15 | 0 | 0 |  | 0 | 0 |  | 0 | 0 |  |  | 0
3 | 31 | 3 | 0 | 0 | 14.4 | 3.1 | 0 | 14.4 | 0 | 0 |  | 0 | 0 |  | 0 | 0 |  |  | 0
3 | 31 | 4 | 0 | 0 | 12.8 | 4.1 | 0 | 12.8 | 0 | 0 |  | 0 | 0 |  | 0 | 0 |  |  | 0
3 | 31 | 5 | 0 | 0 | 12.2 | 3.1 | 0 | 12.2 | 0 | 0 |  | 0 | 0 |  | 0 | 0 |  |  | 0
3 | 31 | 6 | 157 | 7 | 12.2 | 4.6 | 12.652 | 11.019 | 72.388 | 15.42 |  | 0 | 0 | 0 | 0 | 0 | 0 |  | 0
3 | 31 | 7 | 523 | 63 | 13.3 | 5.2 | 200.77 | 15.839 | 1544.795 | 1457.288 |  | 0 | 0 | 0 | 0 | 0 | 0 |  | 481.4641
3 | 31 | 8 | 641 | 111 | 14.4 | 3.1 | 443.424 | 23.832 | 3710.909 | 3565.045 |  | 2624.8579 | 0.20866 | 0.1426 | 2268.3672 | 0.18032 | 0.12323 |  | 2397.4061
3 | 31 | 9 | 689 | 176 | 15.6 | 2.1 | 685.972 | 33.215 | 5692.342 | 5479.09 |  | 6974.1728 | 0.32118 | 0.2253 | 5891.9087 | 0.27134 | 0.19034 |  | 4450.5784
3 | 31 | 10 | 278 | 339 | 15.6 | 7.2 | 597.193 | 24.696 | 5137.78 | 4944.737 |  | 3869.2674 | 0.33735 | 0.13221 | 3324.0983 | 0.28982 | 0.11358 |  | 4037.7594
3 | 31 | 11 | 24 | 212 | 16.1 | 7.7 | 225.98 | 19.088 | 1983.595 | 1885.558 |  | 396.2865 | 0.34267 | 0.032254 | 344.7902 | 0.29814 | 0.028063 |  | 1596.3544
3 | 31 | 12 | 553 | 357 | 16.7 | 7.7 | 953.363 | 30.374 | 8044.647 | 7734.022 |  | 9818.7729 | 0.34257 | 0.20713 | 8556.9879 | 0.29855 | 0.18051 |  | 6865.4706
3 | 31 | 13 | 0 | 145 | 13.3 | 7.2 | 130.98 | 15.276 | 1164.763 | 1085.846 |  | 0 | 0.34251 | 0 | 0 | 0.29846 | 0 |  | 968.8062
3 | 31 | 14 | 0 | 132 | 12.8 | 2.1 | 118.763 | 14.511 | 1058.856 | 982.246 |  | 0 | 0.34267 | 0 | 0 | 0.2983 | 0 |  | 881.5379
3 | 31 | 15 | 31 | 280 | 13.9 | 3.1 | 281.44 | 19.283 | 2467.193 | 2356.791 |  | 437.4157 | 0.33781 | 0.027347 | 376.6818 | 0.2909 | 0.02355 |  | 2064.0389
3 | 31 | 16 | 228 | 239 | 16.1 | 3.6 | 350.709 | 23.172 | 2996.047 | 2871.21 |  | 2368.106 | 0.32272 | 0.11909 | 1998.4064 | 0.27234 | 0.1005 |  | 2678.5766
3 | 31 | 17 | 133 | 159 | 14.4 | 3.6 | 186.774 | 17.902 | 1588.522 | 1499.996 |  | 668.1822 | 0.24621 | 0.060407 | 573.9463 | 0.21149 | 0.051887 |  | 1330.5731
3 | 31 | 18 | 51 | 12 | 13.9 | 2.1 | 13.371 | 12.928 | 104.322 | 46.771 |  | 0 | 0 | 0 | 0 | 0 | 0 |  | 76.239
3 | 31 | 19 | 0 | 0 | 13.3 | 0 | 0 | 13.3 | 0 | 0 |  | 0 | 0 |  | 0 | 0 |  |  | 0
3 | 31 | 20 | 0 | 0 | 13.9 | 1.5 | 0 | 13.9 | 0 | 0 |  | 0 | 0 |  | 0 | 0 |  |  | 0
3 | 31 | 21 | 0 | 0 | 13.7 | 2.1 | 0 | 13.7 | 0 | 0 |  | 0 | 0 |  | 0 | 0 |  |  | 0
3 | 31 | 22 | 0 | 0 | 13.4 | 2.7 | 0 | 13.4 | 0 | 0 |  | 0 | 0 |  | 0 | 0 |  |  | 0
3 | 31 | 23 | 0 | 0 | 13.2 | 3.3 | 0 | 13.2 | 0 | 0 |  | 0 | 0 |  | 0 | 0 |  |  | 0
4 | 1 | 0 | 0 | 0 | 12.9 | 3.9 | 0 | 12.9 | 0 | 0 |  | 0 | 0 |  | 0 | 0 |  |  | 0
4 | 1 | 1 | 0 | 0 | 12.7 | 4.5 | 0 | 12.7 | 0 | 0 |  | 0 | 0 |  | 0 | 0 |  |  | 0
4 | 1 | 2 | 0 | 0 | 12.4 | 5.1 | 0 | 12.4 | 0 | 0 |  | 0 | 0 |  | 0 | 0 |  |  | 0
4 | 1 | 3 | 0 | 0 | 12.2 | 5.7 | 0 | 12.2 | 0 | 0 |  | 0 | 0 |  | 0 | 0 |  |  | 0
4 | 1 | 4 | 0 | 0 | 11.1 | 3.6 | 0 | 11.1 | 0 | 0 |  | 0 | 0 |  | 0 | 0 |  |  | 0
4 | 1 | 5 | 0 | 0 | 10.6 | 1.5 | 0 | 10.6 | 0 | 0 |  | 0 | 0 |  | 0 | 0 |  |  | 0
4 | 1 | 6 | 72 | 23 | 8.9 | 2.6 | 23.081 | 7.593 | 191.604 | 132.438 |  | 0 | 0 | 0 | 0 | 0 | 0 |  | 0
4 | 1 | 7 | 490 | 62 | 10.6 | 3.6 | 192.075 | 13.426 | 1495.046 | 1408.692 |  | 0 | 0 | 0 | 0 | 0 | 0 |  | 466.8018
4 | 1 | 8 | 711 | 97 | 12.8 | 3.1 | 465.293 | 22.737 | 3901.999 | 3750.219 |  | 2957.6659 | 0.21141 | 0.15499 | 2555.832 | 0.18269 | 0.13393 |  | 2511.7232
4 | 1 | 9 | 818 | 124 | 15.6 | 3.1 | 723.764 | 32.168 | 6023.757 | 5797.927 |  | 8291.9277 | 0.32127 | 0.25656 | 7004.9255 | 0.2714 | 0.21674 |  | 4736.3157
4 | 1 | 10 | 877 | 143 | 16.1 | 3.6 | 931.841 | 36.949 | 7667.966 | 7374.202 |  | 12212.4882 | 0.33737 | 0.27942 | 10492.6662 | 0.28986 | 0.24007 |  | 6581.2728
4 | 1 | 11 | 886 | 158 | 18.3 | 5.2 | 1049.123 | 38.419 | 8597.202 | 8260.969 |  | 14629.4497 | 0.34267 | 0.28692 | 12728.383 | 0.29814 | 0.24964 |  | 7724.8628
4 | 1 | 12 | 920 | 163 | 19.4 | 5.7 | 1121.949 | 39.92 | 9144.813 | 8782.174 |  | 16329.3039 | 0.34258 | 0.29044 | 14230.9817 | 0.29856 | 0.25312 |  | 8539.7644
4 | 1 | 13 | 911 | 155 | 20 | 7.2 | 1074.011 | 37.103 | 8843.896 | 8495.893 |  | 16195.9667 | 0.34253 | 0.29224 | 14113.8234 | 0.2985 | 0.25467 |  | 8426.5298
4 | 1 | 14 | 772 | 209 | 21.1 | 8.8 | 919.357 | 33.934 | 7650.602 | 7357.604 |  | 12818.3675 | 0.34267 | 0.26495 | 11157.6175 | 0.29827 | 0.23062 |  | 7240.2582
4 | 1 | 15 | 413 | 258 | 20.6 | 8.8 | 564.217 | 28.344 | 4774.396 | 4594.027 |  | 5817.6099 | 0.33775 | 0.18907 | 5008.3207 | 0.29077 | 0.16277 |  | 4396.4063
4 | 1 | 16 | 589 | 143 | 20.6 | 7.7 | 454.462 | 27.082 | 3779.237 | 3631.271 |  | 6101.1678 | 0.32257 | 0.23091 | 5149.4729 | 0.27225 | 0.19489 |  | 3817.9508
4 | 1 | 17 | 238 | 94 | 20 | 8.8 | 156.39 | 21.665 | 1258.63 | 1177.638 |  | 1176.1668 | 0.24307 | 0.12034 | 1011.327 | 0.209 | 0.10347 |  | 1237.9289
4 | 1 | 18 | 6 | 24 | 18.9 | 6.2 | 21.546 | 18.342 | 187.869 | 128.774 |  | 0 | 0 | 0 | 0 | 0 | 0 |  | 91.8178
4 | 1 | 19 | 0 | 0 | 18.3 | 5.7 | 0 | 18.3 | 0 | 0 |  | 0 | 0 |  | 0 | 0 |  |  | 0
4 | 1 | 20 | 0 | 0 | 17.2 | 3.6 | 0 | 17.2 | 0 | 0 |  | 0 | 0 |  | 0 | 0 |  |  | 0
4 | 1 | 21 | 0 | 0 | 16.1 | 3.6 | 0 | 16.1 | 0 | 0 |  | 0 | 0 |  | 0 | 0 |  |  | 0
4 | 1 | 22 | 0 | 0 | 16.1 | 3.6 | 0 | 16.1 | 0 | 0 |  | 0 | 0 |  | 0 | 0 |  |  | 0
4 | 1 | 23 | 0 | 0 | 16.1 | 6.2 | 0 | 16.1 | 0 | 0 |  | 0 | 0 |  | 0 | 0 |  |  | 0
4 | 2 | 0 | 0 | 0 | 15.6 | 7.7 | 0 | 15.6 | 0 | 0 |  | 0 | 0 |  | 0 | 0 |  |  | 0
4 | 2 | 1 | 0 | 0 | 15 | 4.1 | 0 | 15 | 0 | 0 |  | 0 | 0 |  | 0 | 0 |  |  | 0
4 | 2 | 2 | 0 | 0 | 14.4 | 4.6 | 0 | 14.4 | 0 | 0 |  | 0 | 0 |  | 0 | 0 |  |  | 0
4 | 2 | 3 | 0 | 0 | 14.4 | 3.1 | 0 | 14.4 | 0 | 0 |  | 0 | 0 |  | 0 | 0 |  |  | 0
4 | 2 | 4 | 0 | 0 | 14.4 | 4.6 | 0 | 14.4 | 0 | 0 |  | 0 | 0 |  | 0 | 0 |  |  | 0
4 | 2 | 5 | 0 | 0 | 13.9 | 3.6 | 0 | 13.9 | 0 | 0 |  | 0 | 0 |  | 0 | 0 |  |  | 0
4 | 2 | 6 | 0 | 20 | 13.9 | 4.1 | 17.787 | 12.786 | 159.504 | 100.935 |  | 0 | 0 | 0 | 0 | 0 | 0 |  | 0
4 | 2 | 7 | 0 | 49 | 13.9 | 5.7 | 43.631 | 13.459 | 390.384 | 327.447 |  | 0 | 0 | 0 | 0 | 0 | 0 |  | 169.2206
4 | 2 | 8 | 47 | 71 | 14.4 | 6.2 | 92.155 | 14.864 | 811.772 | 740.393 |  | 198.4738 | 0.21406 | 0.04264 | 171.4915 | 0.18496 | 0.036843 |  | 549.1053
4 | 2 | 9 | 60 | 155 | 15 | 5.2 | 188.017 | 17.44 | 1656.317 | 1566.196 |  | 609.044 | 0.32136 | 0.060706 | 514.4944 | 0.27147 | 0.051282 |  | 1297.3624
4 | 2 | 10 | 0 | 202 | 15.6 | 5.2 | 184.363 | 18.128 | 1623.659 | 1534.309 |  | 0 | 0.33738 | 0 | 0 | 0.28989 | 0 |  | 1343.0128
4 | 2 | 11 | 0 | 163 | 13.9 | 4.1 | 148.028 | 15.997 | 1313.153 | 1230.94 |  | 0 | 0.34267 | 0 | 0 | 0.29814 | 0 |  | 1088.4711
4 | 2 | 12 | 18 | 393 | 13.9 | 3.6 | 387.848 | 21.508 | 3376.258 | 3240.454 |  | 319.3601 | 0.34259 | 0.014809 | 278.3236 | 0.29857 | 0.012906 |  | 2771.4982
4 | 2 | 13 | 26 | 247 | 14.4 | 4.1 | 263.242 | 19.452 | 2307.798 | 2201.56 |  | 461.9107 | 0.34256 | 0.032266 | 402.5433 | 0.29853 | 0.028119 |  | 1861.0831
4 | 2 | 14 | 0 | 225 | 14.4 | 8.2 | 206.132 | 16.651 | 1824.537 | 1730.394 |  | 0 | 0.34267 | 0 | 0 | 0.29824 | 0 |  | 1502.5797
4 | 2 | 15 | 157 | 277 | 12.8 | 8.8 | 388.615 | 17.429 | 3422.237 | 3285.073 |  | 2207.6826 | 0.3377 | 0.10473 | 1899.9792 | 0.29063 | 0.090132 |  | 2859.57
4 | 2 | 16 | 142 | 133 | 11.1 | 7.2 | 201.746 | 13.588 | 1778.725 | 1685.686 |  | 1466.8816 | 0.32241 | 0.1272 | 1238.255 | 0.27216 | 0.10737 |  | 1560.9421
4 | 2 | 17 | 7 | 46 | 10.6 | 4.6 | 42.823 | 10.371 | 384.007 | 321.193 |  | 34.0065 | 0.23982 | 0.0133 | 29.2683 | 0.20641 | 0.011447 |  | 294.345
4 | 2 | 18 | 11 | 20 | 10 | 6.2 | 18.481 | 9.139 | 164.62 | 105.956 |  | 0 | 0 | 0 | 0 | 0 | 0 |  | 79.6327
4 | 2 | 19 | 0 | 0 | 10 | 3.6 | 0 | 10 | 0 | 0 |  | 0 | 0 |  | 0 | 0 |  |  | 0
4 | 2 | 20 | 0 | 0 | 8.9 | 3.6 | 0 | 8.9 | 0 | 0 |  | 0 | 0 |  | 0 | 0 |  |  | 0
4 | 2 | 21 | 0 | 0 | 7.2 | 2.6 | 0 | 7.2 | 0 | 0 |  | 0 | 0 |  | 0 | 0 |  |  | 0
4 | 2 | 22 | 0 | 0 | 7.2 | 2.1 | 0 | 7.2 | 0 | 0 |  | 0 | 0 |  | 0 | 0 |  |  | 0
4 | 2 | 23 | 0 | 0 | 7.2 | 1.5 | 0 | 7.2 | 0 | 0 |  | 0 | 0 |  | 0 | 0 |  |  | 0
4 | 3 | 0 | 0 | 0 | 6.7 | 3.1 | 0 | 6.7 | 0 | 0 |  | 0 | 0 |  | 0 | 0 |  |  | 0
4 | 3 | 1 | 0 | 0 | 6.1 | 4.1 | 0 | 6.1 | 0 | 0 |  | 0 | 0 |  | 0 | 0 |  |  | 0
4 | 3 | 2 | 0 | 0 | 5.6 | 2.6 | 0 | 5.6 | 0 | 0 |  | 0 | 0 |  | 0 | 0 |  |  | 0
4 | 3 | 3 | 0 | 0 | 5 | 3.1 | 0 | 5 | 0 | 0 |  | 0 | 0 |  | 0 | 0 |  |  | 0
4 | 3 | 4 | 0 | 0 | 4.4 | 2.6 | 0 | 4.4 | 0 | 0 |  | 0 | 0 |  | 0 | 0 |  |  | 0
4 | 3 | 5 | 0 | 0 | 4.4 | 3.1 | 0 | 4.4 | 0 | 0 |  | 0 | 0 |  | 0 | 0 |  |  | 0
4 | 3 | 6 | 171 | 21 | 4.4 | 2.6 | 24.742 | 3.087 | 186.588 | 127.517 |  | 0 | 0 | 0 | 0 | 0 | 0 |  | 0
4 | 3 | 7 | 628 | 47 | 6.7 | 3.1 | 214.059 | 10.181 | 1647.985 | 1558.061 |  | 0 | 0 | 0 | 0 | 0 | 0 |  | 499.5024
4 | 3 | 8 | 804 | 71 | 8.9 | 3.1 | 485.452 | 19.409 | 4107.644 | 3949.358 |  | 3444.1577 | 0.21661 | 0.17547 | 2975.5039 | 0.18714 | 0.1516 |  | 2626.1412
4 | 3 | 9 | 892 | 90 | 11.7 | 1.5 | 736.86 | 32.686 | 6118.483 | 5888.99 |  | 9066.1633 | 0.32144 | 0.27532 | 7658.4201 | 0.27153 | 0.23257 |  | 4880.9521
4 | 3 | 10 | 936 | 103 | 13.9 | 3.6 | 933.489 | 34.886 | 7738.746 | 7441.85 |  | 13044.9934 | 0.3374 | 0.296 | 11209.4993 | 0.28992 | 0.25435 |  | 6698.854
4 | 3 | 11 | 958 | 111 | 15 | 4.1 | 1058.74 | 38.038 | 8688.017 | 8347.476 |  | 15815.6887 | 0.34267 | 0.30425 | 13760.3043 | 0.29814 | 0.26471 |  | 7951.8182
4 | 3 | 12 | 968 | 114 | 17.2 | 4.1 | 1105.999 | 41.364 | 8966.699 | 8612.761 |  | 17166.9225 | 0.3426 | 0.30605 | 14961.0492 | 0.29858 | 0.26672 |  | 8594.0945
4 | 3 | 13 | 970 | 111 | 17.2 | 2.6 | 1072.896 | 44.46 | 8596.975 | 8260.752 |  | 17219.9854 | 0.34258 | 0.30699 | 15007.1525 | 0.29856 | 0.26754 |  | 8598.845
4 | 3 | 14 | 917 | 110 | 18.9 | 4.6 | 928.788 | 38.325 | 7604.615 | 7313.639 |  | 15191.1481 | 0.34267 | 0.30318 | 13220.4788 | 0.29822 | 0.26385 |  | 7660.728
4 | 3 | 15 | 905 | 96 | 20 | 3.6 | 758.78 | 37.437 | 6195.864 | 5963.355 |  | 12703.0835 | 0.33764 | 0.29775 | 10929.0868 | 0.29049 | 0.25617 |  | 6492.2975
4 | 3 | 16 | 294 | 219 | 20 | 6.7 | 369.533 | 25.915 | 3116.68 | 2988.417 |  | 3028.5989 | 0.32225 | 0.14494 | 2556.9342 | 0.27206 | 0.12237 |  | 2860.3191
4 | 3 | 17 | 596 | 63 | 20 | 4.6 | 227.095 | 23.997 | 1704.664 | 1613.397 |  | 2844.4597 | 0.23647 | 0.18547 | 2450.2635 | 0.2037 | 0.15977 |  | 2053.5304
4 | 3 | 18 | 71 | 34 | 18.9 | 3.6 | 32.48 | 18.638 | 266.959 | 206.38 |  | 0 | 0 | 0 | 0 | 0 | 0 |  | 165.551
4 | 3 | 19 | 0 | 0 | 17.8 | 2.6 | 0 | 17.8 | 0 | 0 |  | 0 | 0 |  | 0 | 0 |  |  | 0
4 | 3 | 20 | 0 | 0 | 16.1 | 4.1 | 0 | 16.1 | 0 | 0 |  | 0 | 0 |  | 0 | 0 |  |  | 0
4 | 3 | 21 | 0 | 0 | 14.4 | 3.6 | 0 | 14.4 | 0 | 0 |  | 0 | 0 |  | 0 | 0 |  |  | 0
4 | 3 | 22 | 0 | 0 | 13.3 | 4.6 | 0 | 13.3 | 0 | 0 |  | 0 | 0 |  | 0 | 0 |  |  | 0
4 | 3 | 23 | 0 | 0 | 12.2 | 5.2 | 0 | 12.2 | 0 | 0 |  | 0 | 0 |  | 0 | 0 |  |  | 0
4 | 4 | 0 | 0 | 0 | 11.7 | 4.6 | 0 | 11.7 | 0 | 0 |  | 0 | 0 |  | 0 | 0 |  |  | 0
4 | 4 | 1 | 0 | 0 | 11.1 | 4.6 | 0 | 11.1 | 0 | 0 |  | 0 | 0 |  | 0 | 0 |  |  | 0
4 | 4 | 2 | 0 | 0 | 9.4 | 4.1 | 0 | 9.4 | 0 | 0 |  | 0 | 0 |  | 0 | 0 |  |  | 0
4 | 4 | 3 | 0 | 0 | 8.3 | 4.6 | 0 | 8.3 | 0 | 0 |  | 0 | 0 |  | 0 | 0 |  |  | 0
4 | 4 | 4 | 0 | 0 | 7.2 | 3.1 | 0 | 7.2 | 0 | 0 |  | 0 | 0 |  | 0 | 0 |  |  | 0
4 | 4 | 5 | 0 | 0 | 7.8 | 1.5 | 0 | 7.8 | 0 | 0 |  | 0 | 0 |  | 0 | 0 |  |  | 0
4 | 4 | 6 | 124 | 24 | 8.3 | 2.6 | 24.894 | 7.09 | 198.283 | 138.993 |  | 0 | 0 | 0 | 0 | 0 | 0 |  | 0
4 | 4 | 7 | 561 | 58 | 10.6 | 1 | 207.531 | 15.117 | 1593.722 | 1505.074 |  | 0 | 0 | 0 | 0 | 0 | 0 |  | 507.7352
4 | 4 | 8 | 760 | 87 | 13.9 | 3.6 | 480.503 | 23.733 | 4012.458 | 3857.201 |  | 3300.3516 | 0.21906 | 0.1681 | 2850.7526 | 0.18921 | 0.1452 |  | 2607.1127
4 | 4 | 9 | 854 | 110 | 15.6 | 1.5 | 735.34 | 36.359 | 6027.263 | 5801.298 |  | 8690.4759 | 0.32151 | 0.26491 | 7340.7883 | 0.27158 | 0.22377 |  | 4832.7386
4 | 4 | 10 | 907 | 126 | 18.9 | 2.6 | 931.846 | 41.898 | 7529.087 | 7241.417 |  | 12644.9726 | 0.33741 | 0.28679 | 10866.3617 | 0.28995 | 0.24645 |  | 6667.2422
4 | 4 | 11 | 936 | 136 | 19.4 | 2.1 | 1062.538 | 47.521 | 8415.99 | 8088.27 |  | 15450.0785 | 0.34267 | 0.29582 | 13442.0536 | 0.29813 | 0.25737 |  | 7952.0611
4 | 4 | 12 | 944 | 139 | 20.6 | 3.1 | 1106.578 | 46.91 | 8786.653 | 8441.4 |  | 16733.1753 | 0.34261 | 0.29808 | 14582.9604 | 0.29859 | 0.25977 |  | 8562.9985
4 | 4 | 13 | 941 | 136 | 22.8 | 3.1 | 1069.167 | 48.291 | 8443.823 | 8114.803 |  | 16691.9488 | 0.3426 | 0.29881 | 14547.1124 | 0.29858 | 0.26041 |  | 8524.4969
4 | 4 | 14 | 917 | 127 | 23.9 | 2.1 | 944.928 | 49.342 | 7423.882 | 7140.785 |  | 15172.8518 | 0.34267 | 0.29782 | 13203.281 | 0.29819 | 0.25916 |  | 7765.7902
4 | 4 | 15 | 869 | 111 | 24.4 | 4.6 | 751.649 | 40.073 | 6079.384 | 5851.407 |  | 12175.4704 | 0.33758 | 0.29062 | 10471.7959 | 0.29034 | 0.24996 |  | 6349.4773
4 | 4 | 16 | 777 | 88 | 23.9 | 3.6 | 495.143 | 35.185 | 3974.79 | 3820.723 |  | 7981.4711 | 0.32208 | 0.27147 | 6739.3854 | 0.27196 | 0.22922 |  | 4350.8424
4 | 4 | 17 | 587 | 59 | 23.3 | 3.6 | 219.616 | 27.947 | 1620.464 | 1531.189 |  | 2750.3959 | 0.23302 | 0.18458 | 2371.0635 | 0.20088 | 0.15912 |  | 1996.1766
4 | 4 | 18 | 151 | 26 | 22.8 | 4.1 | 28.3 | 22.504 | 208.78 | 149.294 |  | 0 | 0 | 0 | 0 | 0 | 0 |  | 182.1237
4 | 4 | 19 | 0 | 0 | 21.1 | 2.6 | 0 | 21.1 | 0 | 0 |  | 0 | 0 |  | 0 | 0 |  |  | 0
4 | 4 | 20 | 0 | 0 | 20 | 2.6 | 0 | 20 | 0 | 0 |  | 0 | 0 |  | 0 | 0 |  |  | 0
4 | 4 | 21 | 0 | 0 | 19.4 | 1.5 | 0 | 19.4 | 0 | 0 |  | 0 | 0 |  | 0 | 0 |  |  | 0
4 | 4 | 22 | 0 | 0 | 16.7 | 3.6 | 0 | 16.7 | 0 | 0 |  | 0 | 0 |  | 0 | 0 |  |  | 0
4 | 4 | 23 | 0 | 0 | 16.1 | 4.1 | 0 | 16.1 | 0 | 0 |  | 0 | 0 |  | 0 | 0 |  |  | 0
4 | 5 | 0 | 0 | 0 | 15 | 3.6 | 0 | 15 | 0 | 0 |  | 0 | 0 |  | 0 | 0 |  |  | 0
4 | 5 | 1 | 0 | 0 | 13.9 | 3.1 | 0 | 13.9 | 0 | 0 |  | 0 | 0 |  | 0 | 0 |  |  | 0
4 | 5 | 2 | 0 | 0 | 13.3 | 2.6 | 0 | 13.3 | 0 | 0 |  | 0 | 0 |  | 0 | 0 |  |  | 0
4 | 5 | 3 | 0 | 0 | 12.2 | 2.6 | 0 | 12.2 | 0 | 0 |  | 0 | 0 |  | 0 | 0 |  |  | 0
4 | 5 | 4 | 0 | 0 | 11.1 | 2.6 | 0 | 11.1 | 0 | 0 |  | 0 | 0 |  | 0 | 0 |  |  | 0
4 | 5 | 5 | 0 | 0 | 10.6 | 4.1 | 0 | 10.6 | 0 | 0 |  | 0 | 0 |  | 0 | 0 |  |  | 0
4 | 5 | 6 | 137 | 25 | 11.7 | 2.6 | 25.831 | 10.56 | 202.793 | 143.419 |  | 0 | 0 | 0 | 0 | 0 | 0 |  | 0
4 | 5 | 7 | 567 | 58 | 14.4 | 4.1 | 209.493 | 17.517 | 1596.021 | 1507.319 |  | 0 | 0 | 0 | 0 | 0 | 0 |  | 516.8269
4 | 5 | 8 | 763 | 87 | 17.8 | 4.1 | 482.391 | 27.241 | 3979.461 | 3825.248 |  | 3356.54 | 0.22139 | 0.17014 | 2898.6666 | 0.19119 | 0.14693 |  | 2621.9715
4 | 5 | 9 | 852 | 111 | 20.6 | 2.6 | 735.062 | 38.286 | 5982.872 | 5758.614 |  | 8679.9592 | 0.32158 | 0.26448 | 7331.6281 | 0.27163 | 0.2234 |  | 4833.8881
4 | 5 | 10 | 905 | 127 | 22.8 | 3.1 | 930.881 | 44.445 | 7450.043 | 7165.813 |  | 12620.4709 | 0.33742 | 0.28637 | 10845.795 | 0.28997 | 0.2461 |  | 6662.5041
4 | 5 | 11 | 929 | 136 | 24.4 | 2.6 | 1055.095 | 50.464 | 8263.556 | 7942.91 |  | 15331.3929 | 0.34267 | 0.29551 | 13338.5933 | 0.29813 | 0.2571 |  | 7897.9333
4 | 5 | 12 | 940 | 139 | 26.1 | 2.1 | 1101.561 | 55.086 | 8475.718 | 8145.205 |  | 16653.433 | 0.34262 | 0.2979 | 14513.2827 | 0.29859 | 0.25961 |  | 8526.3905
4 | 5 | 13 | 934 | 136 | 27.8 | 2.1 | 1061.091 | 55.866 | 8138.074 | 7823.192 |  | 16553.9018 | 0.34261 | 0.2985 | 14426.691 | 0.29859 | 0.26014 |  | 8461.1091
4 | 5 | 14 | 912 | 127 | 28.9 | 2.6 | 939.14 | 52.465 | 7290.071 | 7012.736 |  | 15071.3601 | 0.34267 | 0.29756 | 13113.6953 | 0.29816 | 0.25891 |  | 7719.4001
4 | 5 | 15 | 864 | 112 | 29.4 | 3.1 | 747.61 | 47.287 | 5885.134 | 5664.611 |  | 12082.7991 | 0.33752 | 0.2899 | 10388.7257 | 0.29019 | 0.24925 |  | 6313.9964
4 | 5 | 16 | 774 | 89 | 29.4 | 2.6 | 493.26 | 41.928 | 3861.903 | 3711.375 |  | 7927.774 | 0.32191 | 0.27057 | 6694.9037 | 0.27185 | 0.2285 |  | 4332.7704
4 | 5 | 17 | 587 | 60 | 28.9 | 2.6 | 219.523 | 34.235 | 1582.827 | 1494.433 |  | 2698.4187 | 0.22946 | 0.18098 | 2327.8034 | 0.19795 | 0.15613 |  | 1993.9447
4 | 5 | 18 | 158 | 27 | 27.8 | 3.6 | 28.702 | 27.647 | 209.244 | 149.749 |  | 0 | 0 | 0 | 0 | 0 | 0 |  | 187.6756
4 | 5 | 19 | 0 | 0 | 25 | 3.1 | 0 | 25 | 0 | 0 |  | 0 | 0 |  | 0 | 0 |  |  | 0
4 | 5 | 20 | 0 | 0 | 22.8 | 2.6 | 0 | 22.8 | 0 | 0 |  | 0 | 0 |  | 0 | 0 |  |  | 0
4 | 5 | 21 | 0 | 0 | 22.8 | 1.5 | 0 | 22.8 | 0 | 0 |  | 0 | 0 |  | 0 | 0 |  |  | 0
4 | 5 | 22 | 0 | 0 | 22.2 | 3.1 | 0 | 22.2 | 0 | 0 |  | 0 | 0 |  | 0 | 0 |  |  | 0
4 | 5 | 23 | 0 | 0 | 19.4 | 0 | 0 | 19.4 | 0 | 0 |  | 0 | 0 |  | 0 | 0 |  |  | 0
4 | 6 | 0 | 0 | 0 | 19.4 | 2.1 | 0 | 19.4 | 0 | 0 |  | 0 | 0 |  | 0 | 0 |  |  | 0
4 | 6 | 1 | 0 | 0 | 19.4 | 2.1 | 0 | 19.4 | 0 | 0 |  | 0 | 0 |  | 0 | 0 |  |  | 0
4 | 6 | 2 | 0 | 0 | 17.8 | 0 | 0 | 17.8 | 0 | 0 |  | 0 | 0 |  | 0 | 0 |  |  | 0
4 | 6 | 3 | 0 | 0 | 15 | 0 | 0 | 15 | 0 | 0 |  | 0 | 0 |  | 0 | 0 |  |  | 0
4 | 6 | 4 | 0 | 0 | 15 | 0 | 0 | 15 | 0 | 0 |  | 0 | 0 |  | 0 | 0 |  |  | 0
4 | 6 | 5 | 0 | 0 | 15 | 0 | 0 | 15 | 0 | 0 |  | 0 | 0 |  | 0 | 0 |  |  | 0
4 | 6 | 6 | 127 | 30 | 15.6 | 0 | 29.428 | 13.546 | 236.41 | 176.407 |  | 0 | 0 | 0 | 0 | 0 | 0 |  | 0
4 | 6 | 7 | 557 | 63 | 19.4 | 0 | 212.231 | 25.889 | 1578.826 | 1490.526 |  | 0 | 0 | 0 | 0 | 0 | 0 |  | 534.6504
4 | 6 | 8 | 724 | 115 | 22.8 | 1.5 | 491.63 | 35.772 | 3943.343 | 3790.267 |  | 3224.2682 | 0.22363 | 0.15762 | 2783.7594 | 0.19307 | 0.13609 |  | 2686.7314
4 | 6 | 9 | 823 | 141 | 27.2 | 6.2 | 747.376 | 39.697 | 6053.959 | 5826.965 |  | 8393.3518 | 0.32165 | 0.25057 | 7089.2798 | 0.27167 | 0.21164 |  | 4893.1408
4 | 6 | 10 | 651 | 273 | 29.4 | 5.7 | 867.378 | 45.045 | 6928.431 | 6666.363 |  | 9080.2554 | 0.33742 | 0.22016 | 7803.6732 | 0.28999 | 0.18921 |  | 6001.1366
4 | 6 | 11 | 903 | 182 | 30.6 | 3.6 | 1086.96 | 54.541 | 8379.831 | 8053.796 |  | 14898.537 | 0.34267 | 0.28093 | 12961.7622 | 0.29812 | 0.24441 |  | 8007.7412
4 | 6 | 12 | 895 | 175 | 32.8 | 4.1 | 1104.141 | 56.444 | 8450.418 | 8121.089 |  | 15847.0584 | 0.34263 | 0.28585 | 13810.2415 | 0.29859 | 0.24911 |  | 8398.8285
4 | 6 | 13 | 920 | 166 | 32.8 | 3.6 | 1087.843 | 57.138 | 8301.638 | 7979.232 |  | 16291.342 | 0.34263 | 0.28956 | 14197.4816 | 0.29859 | 0.25234 |  | 8541.4172
4 | 6 | 14 | 888 | 163 | 33.3 | 4.1 | 961.523 | 54.104 | 7416.789 | 7134 |  | 14655.9477 | 0.34267 | 0.28554 | 12751.0188 | 0.29813 | 0.24842 |  | 7770.2942
4 | 6 | 15 | 815 | 163 | 33.9 | 3.6 | 765.464 | 51.283 | 5937.279 | 5714.768 |  | 11375.8107 | 0.33745 | 0.26913 | 9777.6707 | 0.29004 | 0.23132 |  | 6327.8009
4 | 6 | 16 | 733 | 119 | 33.3 | 1.5 | 501.608 | 48.328 | 3841.714 | 3691.813 |  | 7485.9113 | 0.32173 | 0.25363 | 6322.5017 | 0.27173 | 0.21421 |  | 4319.7633
4 | 6 | 17 | 459 | 96 | 32.8 | 2.6 | 216.654 | 38.155 | 1588.677 | 1500.147 |  | 2068.7873 | 0.22582 | 0.14568 | 1785.6436 | 0.19492 | 0.12574 |  | 1844.4793
4 | 6 | 18 | 232 | 26 | 31.7 | 2.1 | 30.132 | 31.783 | 205.545 | 146.12 |  | 0 | 0 | 0 | 0 | 0 | 0 |  | 223.9342
4 | 6 | 19 | 0 | 0 | 30 | 2.6 | 0 | 30 | 0 | 0 |  | 0 | 0 |  | 0 | 0 |  |  | 0
4 | 6 | 20 | 0 | 0 | 27.8 | 2.6 | 0 | 27.8 | 0 | 0 |  | 0 | 0 |  | 0 | 0 |  |  | 0
4 | 6 | 21 | 0 | 0 | 23.9 | 2.6 | 0 | 23.9 | 0 | 0 |  | 0 | 0 |  | 0 | 0 |  |  | 0
4 | 6 | 22 | 0 | 0 | 23.3 | 3.1 | 0 | 23.3 | 0 | 0 |  | 0 | 0 |  | 0 | 0 |  |  | 0
4 | 6 | 23 | 0 | 0 | 21.7 | 0 | 0 | 21.7 | 0 | 0 |  | 0 | 0 |  | 0 | 0 |  |  | 0
4 | 7 | 0 | 0 | 0 | 21.7 | 2.6 | 0 | 21.7 | 0 | 0 |  | 0 | 0 |  | 0 | 0 |  |  | 0
4 | 7 | 1 | 0 | 0 | 18.9 | 2.1 | 0 | 18.9 | 0 | 0 |  | 0 | 0 |  | 0 | 0 |  |  | 0
4 | 7 | 2 | 0 | 0 | 18.3 | 1.5 | 0 | 18.3 | 0 | 0 |  | 0 | 0 |  | 0 | 0 |  |  | 0
4 | 7 | 3 | 0 | 0 | 17.2 | 2.6 | 0 | 17.2 | 0 | 0 |  | 0 | 0 |  | 0 | 0 |  |  | 0
4 | 7 | 4 | 0 | 0 | 17.8 | 2.6 | 0 | 17.8 | 0 | 0 |  | 0 | 0 |  | 0 | 0 |  |  | 0
4 | 7 | 5 | 0 | 0 | 17.2 | 4.1 | 0 | 17.2 | 0 | 0 |  | 0 | 0 |  | 0 | 0 |  |  | 0
4 | 7 | 6 | 212 | 23 | 17.2 | 4.6 | 25.937 | 16.397 | 187.57 | 128.48 |  | 0 | 0 | 0 | 0 | 0 | 0 |  | 0
4 | 7 | 7 | 650 | 50 | 20.6 | 5.2 | 224.925 | 23.724 | 1660.644 | 1570.421 |  | 0 | 0 | 0 | 0 | 0 | 0 |  | 546.8489
4 | 7 | 8 | 822 | 73 | 25 | 5.2 | 498.29 | 33.709 | 4011.833 | 3856.596 |  | 3703.3814 | 0.22575 | 0.183 | 3196.5522 | 0.19485 | 0.15795 |  | 2714.9954
4 | 7 | 9 | 907 | 93 | 27.2 | 4.6 | 751.349 | 42.113 | 6027.894 | 5801.905 |  | 9259.0241 | 0.32171 | 0.27505 | 7820.1738 | 0.27171 | 0.23231 |  | 4990.2289
4 | 7 | 10 | 950 | 106 | 28.9 | 3.6 | 948.011 | 49.781 | 7434.76 | 7151.192 |  | 13252.7027 | 0.33743 | 0.29555 | 11389.8034 | 0.29 | 0.25401 |  | 6814.2119
4 | 7 | 11 | 971 | 113 | 30.6 | 4.6 | 1071.068 | 52.563 | 8320.92 | 7997.621 |  | 16015.6331 | 0.34267 | 0.30407 | 13933.3363 | 0.29811 | 0.26454 |  | 8056.253
4 | 7 | 12 | 975 | 116 | 31.7 | 4.1 | 1111.282 | 55.489 | 8536.956 | 8203.565 |  | 17252.8212 | 0.34264 | 0.30567 | 15034.8582 | 0.29859 | 0.26637 |  | 8645.7472
4 | 7 | 13 | 967 | 113 | 32.8 | 1.5 | 1067.094 | 63.18 | 7949.109 | 7642.807 |  | 17107.6594 | 0.34264 | 0.30625 | 14908.1788 | 0.29859 | 0.26688 |  | 8559.4194
4 | 7 | 14 | 950 | 106 | 34.4 | 1.5 | 947.867 | 61.647 | 7095.555 | 6826.487 |  | 15658.5664 | 0.34267 | 0.30547 | 13622.0386 | 0.2981 | 0.26574 |  | 7846.6663
4 | 7 | 15 | 912 | 93 | 35.6 | 1.5 | 754.74 | 57.645 | 5704.882 | 5491.161 |  | 12704.9886 | 0.33738 | 0.29866 | 10916.5424 | 0.28989 | 0.25662 |  | 6475.7718
4 | 7 | 16 | 838 | 74 | 35 | 3.6 | 507.242 | 46.537 | 3894.503 | 3742.957 |  | 8532.9326 | 0.32155 | 0.28049 | 7207.5659 | 0.27161 | 0.23692 |  | 4523.5388
4 | 7 | 17 | 670 | 50 | 34.4 | 3.1 | 230.044 | 39.766 | 1601.317 | 1512.491 |  | 2958.9722 | 0.22211 | 0.18555 | 2555.1446 | 0.19179 | 0.16022 |  | 2147.4384
4 | 7 | 18 | 232 | 24 | 32.8 | 2.6 | 27.332 | 32.848 | 185.106 | 126.062 |  | 0 | 0 | 0 | 0 | 0 | 0 |  | 214.0942
4 | 7 | 19 | 0 | 0 | 31.1 | 3.6 | 0 | 31.1 | 0 | 0 |  | 0 | 0 |  | 0 | 0 |  |  | 0
4 | 7 | 20 | 0 | 0 | 28.9 | 1.5 | 0 | 28.9 | 0 | 0 |  | 0 | 0 |  | 0 | 0 |  |  | 0
4 | 7 | 21 | 0 | 0 | 25.6 | 4.1 | 0 | 25.6 | 0 | 0 |  | 0 | 0 |  | 0 | 0 |  |  | 0
4 | 7 | 22 | 0 | 0 | 25 | 2.1 | 0 | 25 | 0 | 0 |  | 0 | 0 |  | 0 | 0 |  |  | 0
4 | 7 | 23 | 0 | 0 | 25 | 2.1 | 0 | 25 | 0 | 0 |  | 0 | 0 |  | 0 | 0 |  |  | 0
4 | 8 | 0 | 0 | 0 | 23.3 | 0 | 0 | 23.3 | 0 | 0 |  | 0 | 0 |  | 0 | 0 |  |  | 0
4 | 8 | 1 | 0 | 0 | 20.6 | 3.1 | 0 | 20.6 | 0 | 0 |  | 0 | 0 |  | 0 | 0 |  |  | 0
4 | 8 | 2 | 0 | 0 | 18.9 | 4.6 | 0 | 18.9 | 0 | 0 |  | 0 | 0 |  | 0 | 0 |  |  | 0
4 | 8 | 3 | 0 | 0 | 17.8 | 4.1 | 0 | 17.8 | 0 | 0 |  | 0 | 0 |  | 0 | 0 |  |  | 0
4 | 8 | 4 | 0 | 0 | 17.8 | 3.1 | 0 | 17.8 | 0 | 0 |  | 0 | 0 |  | 0 | 0 |  |  | 0
4 | 8 | 5 | 0 | 0 | 17.2 | 4.6 | 0 | 17.2 | 0 | 0 |  | 0 | 0 |  | 0 | 0 |  |  | 0
4 | 8 | 6 | 161 | 27 | 16.7 | 3.6 | 26.99 | 15.802 | 209.124 | 149.632 |  | 0 | 0 | 0 | 0 | 0 | 0 |  | 0
4 | 8 | 7 | 583 | 61 | 20 | 5.2 | 217.821 | 22.98 | 1633.178 | 1543.603 |  | 0 | 0 | 0 | 0 | 0 | 0 |  | 553.6436
4 | 8 | 8 | 765 | 90 | 25 | 5.2 | 487.44 | 33.493 | 3934.745 | 3781.938 |  | 3484.4591 | 0.22776 | 0.17402 | 3006.7133 | 0.19653 | 0.15016 |  | 2663.7669
4 | 8 | 9 | 862 | 113 | 26.7 | 4.6 | 744.357 | 41.45 | 5988.508 | 5764.034 |  | 8807.4894 | 0.32176 | 0.26445 | 7438.5546 | 0.27175 | 0.22335 |  | 4906.3488
4 | 8 | 10 | 913 | 130 | 28.3 | 4.1 | 939.937 | 48.165 | 7417.409 | 7134.592 |  | 12737.6428 | 0.33743 | 0.28577 | 10947.3036 | 0.29 | 0.2456 |  | 6736.3171
4 | 8 | 11 | 939 | 138 | 29.4 | 3.1 | 1064.709 | 54.171 | 8220.018 | 7901.377 |  | 15482.4132 | 0.34267 | 0.29531 | 13469.1097 | 0.29811 | 0.25691 |  | 7980.0658
4 | 8 | 12 | 951 | 142 | 31.7 | 3.6 | 1112.467 | 56.504 | 8512.08 | 8179.859 |  | 16816.9104 | 0.34265 | 0.29746 | 14654.393 | 0.29859 | 0.25921 |  | 8620.4208
4 | 8 | 13 | 940 | 138 | 33.3 | 1.5 | 1065.001 | 63.602 | 7919.983 | 7614.992 |  | 16613.7321 | 0.34265 | 0.29811 | 14476.8208 | 0.29858 | 0.25976 |  | 8500.8912
4 | 8 | 14 | 920 | 129 | 33.9 | 4.1 | 943.758 | 54.298 | 7273.375 | 6996.755 |  | 15143.5716 | 0.34266 | 0.29713 | 13172.822 | 0.29807 | 0.25846 |  | 7765.3651
4 | 8 | 15 | 867 | 114 | 34.4 | 1 | 747.229 | 58.379 | 5633.02 | 5421.98 |  | 12054.1796 | 0.33731 | 0.28892 | 10353.9522 | 0.28973 | 0.24817 |  | 6316.0153
4 | 8 | 16 | 777 | 91 | 33.9 | 3.6 | 492.638 | 45.107 | 3808.097 | 3659.239 |  | 7888.1163 | 0.32136 | 0.26901 | 6663.5213 | 0.27147 | 0.22724 |  | 4329.7275
4 | 8 | 17 | 593 | 61 | 33.3 | 4.6 | 218.84 | 37.619 | 1552.935 | 1465.239 |  | 2564.6565 | 0.21832 | 0.17155 | 2215.4093 | 0.18859 | 0.14819 |  | 1991.8115
4 | 8 | 18 | 171 | 28 | 31.7 | 4.1 | 27.764 | 31.627 | 203.912 | 144.518 |  | 0 | 0 | 0 | 0 | 0 | 0 |  | 191.9907
4 | 8 | 19 | 0 | 0 | 30 | 4.1 | 0 | 30 | 0 | 0 |  | 0 | 0 |  | 0 | 0 |  |  | 0
4 | 8 | 20 | 0 | 0 | 28.3 | 0 | 0 | 28.3 | 0 | 0 |  | 0 | 0 |  | 0 | 0 |  |  | 0
4 | 8 | 21 | 0 | 0 | 25 | 2.1 | 0 | 25 | 0 | 0 |  | 0 | 0 |  | 0 | 0 |  |  | 0
4 | 8 | 22 | 0 | 0 | 23.9 | 0 | 0 | 23.9 | 0 | 0 |  | 0 | 0 |  | 0 | 0 |  |  | 0
4 | 8 | 23 | 0 | 0 | 23.3 | 0 | 0 | 23.3 | 0 | 0 |  | 0 | 0 |  | 0 | 0 |  |  | 0
4 | 9 | 0 | 0 | 0 | 21.7 | 3.6 | 0 | 21.7 | 0 | 0 |  | 0 | 0 |  | 0 | 0 |  |  | 0
4 | 9 | 1 | 0 | 0 | 20.6 | 3.1 | 0 | 20.6 | 0 | 0 |  | 0 | 0 |  | 0 | 0 |  |  | 0
4 | 9 | 2 | 0 | 0 | 18.3 | 3.6 | 0 | 18.3 | 0 | 0 |  | 0 | 0 |  | 0 | 0 |  |  | 0
4 | 9 | 3 | 0 | 0 | 17.8 | 3.6 | 0 | 17.8 | 0 | 0 |  | 0 | 0 |  | 0 | 0 |  |  | 0
4 | 9 | 4 | 0 | 0 | 16.7 | 3.6 | 0 | 16.7 | 0 | 0 |  | 0 | 0 |  | 0 | 0 |  |  | 0
4 | 9 | 5 | 0 | 0 | 16.1 | 3.1 | 0 | 16.1 | 0 | 0 |  | 0 | 0 |  | 0 | 0 |  |  | 0
4 | 9 | 6 | 342 | 19 | 16.1 | 4.1 | 25.511 | 15.206 | 165.651 | 106.968 |  | 0 | 0 | 0 | 0 | 0 | 0 |  | 0
4 | 9 | 7 | 752 | 37 | 19.4 | 3.6 | 239.98 | 23.411 | 1749.753 | 1657.41 |  | 0 | 0 | 0 | 0 | 0 | 0 |  | 571.4801
4 | 9 | 8 | 896 | 54 | 23.3 | 4.1 | 515.013 | 33.487 | 4142.64 | 3983.232 |  | 4123.3241 | 0.22966 | 0.19834 | 3556.8833 | 0.19811 | 0.1711 |  | 2820.6258
4 | 9 | 9 | 967 | 69 | 25.6 | 2.6 | 768.806 | 44.044 | 6121.804 | 5892.182 |  | 9888.3237 | 0.32181 | 0.28787 | 8351.1298 | 0.27178 | 0.24312 |  | 5131.2707
4 | 9 | 10 | 997 | 79 | 28.9 | 2.1 | 959.774 | 53.665 | 7414.526 | 7131.834 |  | 13909.9176 | 0.33743 | 0.30659 | 11954.861 | 0.29001 | 0.2635 |  | 6937.6198
4 | 9 | 11 | 1019 | 85 | 30.6 | 4.1 | 1086.771 | 53.74 | 8404.315 | 8077.14 |  | 16794.797 | 0.34267 | 0.31407 | 14610.428 | 0.2981 | 0.27322 |  | 8224.4471
4 | 9 | 12 | 1025 | 87 | 32.2 | 3.6 | 1128.943 | 57.365 | 8608.843 | 8272.059 |  | 18112.5771 | 0.34265 | 0.3154 | 15782.6585 | 0.29858 | 0.27483 |  | 8843.8463
4 | 9 | 13 | 965 | 135 | 32.8 | 2.1 | 1084.888 | 61.224 | 8145.433 | 7830.215 |  | 17038.1604 | 0.34266 | 0.29991 | 14845.4834 | 0.29856 | 0.26131 |  | 8674.2776
4 | 9 | 14 | 930 | 134 | 33.9 | 5.2 | 955.942 | 52.578 | 7416.531 | 7133.752 |  | 15286.9456 | 0.34266 | 0.29599 | 13296.3789 | 0.29804 | 0.25744 |  | 7864.0297
4 | 9 | 15 | 717 | 215 | 32.8 | 4.6 | 741.357 | 48.33 | 5818.225 | 5600.24 |  | 9948.5996 | 0.33724 | 0.24391 | 8542.5683 | 0.28957 | 0.20944 |  | 6017.1089
4 | 9 | 16 | 737 | 128 | 32.8 | 5.7 | 508.171 | 42.079 | 3983.044 | 3828.717 |  | 7459.3915 | 0.32117 | 0.2491 | 6301.8428 | 0.27133 | 0.21044 |  | 4368.2587
4 | 9 | 17 | 536 | 93 | 32.2 | 4.6 | 233.45 | 36.813 | 1700.957 | 1609.778 |  | 2268.8664 | 0.21448 | 0.14675 | 1960.3757 | 0.18532 | 0.1268 |  | 2017.2394
4 | 9 | 18 | 390 | 17 | 30.6 | 5.2 | 24.891 | 30.435 | 149.655 | 91.269 |  | 0 | 0 | 0 | 0 | 0 | 0 |  | 269.5445
4 | 9 | 19 | 0 | 0 | 28.9 | 3.6 | 0 | 28.9 | 0 | 0 |  | 0 | 0 |  | 0 | 0 |  |  | 0
4 | 9 | 20 | 0 | 0 | 25 | 2.1 | 0 | 25 | 0 | 0 |  | 0 | 0 |  | 0 | 0 |  |  | 0
4 | 9 | 21 | 0 | 0 | 25 | 0 | 0 | 25 | 0 | 0 |  | 0 | 0 |  | 0 | 0 |  |  | 0
4 | 9 | 22 | 0 | 0 | 21.7 | 3.1 | 0 | 21.7 | 0 | 0 |  | 0 | 0 |  | 0 | 0 |  |  | 0
4 | 9 | 23 | 0 | 0 | 21.1 | 4.6 | 0 | 21.1 | 0 | 0 |  | 0 | 0 |  | 0 | 0 |  |  | 0
4 | 10 | 0 | 0 | 0 | 21.1 | 3.1 | 0 | 21.1 | 0 | 0 |  | 0 | 0 |  | 0 | 0 |  |  | 0
4 | 10 | 1 | 0 | 0 | 20.6 | 5.7 | 0 | 20.6 | 0 | 0 |  | 0 | 0 |  | 0 | 0 |  |  | 0
4 | 10 | 2 | 0 | 0 | 18.9 | 5.2 | 0 | 18.9 | 0 | 0 |  | 0 | 0 |  | 0 | 0 |  |  | 0
4 | 10 | 3 | 0 | 0 | 17.2 | 5.7 | 0 | 17.2 | 0 | 0 |  | 0 | 0 |  | 0 | 0 |  |  | 0
4 | 10 | 4 | 0 | 0 | 15.6 | 5.7 | 0 | 15.6 | 0 | 0 |  | 0 | 0 |  | 0 | 0 |  |  | 0
4 | 10 | 5 | 0 | 0 | 13.9 | 3.6 | 0 | 13.9 | 0 | 0 |  | 0 | 0 |  | 0 | 0 |  |  | 0
4 | 10 | 6 | 363 | 19 | 15.6 | 6.7 | 25.283 | 14.93 | 163.911 | 105.261 |  | 0 | 0 | 0 | 0 | 0 | 0 |  | 0
4 | 10 | 7 | 767 | 37 | 18.3 | 3.6 | 244.569 | 22.403 | 1789.923 | 1696.615 |  | 0 | 0 | 0 | 0 | 0 | 0 |  | 586.6132
4 | 10 | 8 | 903 | 55 | 21.7 | 3.6 | 520.051 | 32.456 | 4199.442 | 4038.206 |  | 4195.8135 | 0.23146 | 0.19965 | 3618.2435 | 0.1996 | 0.17217 |  | 2852.3124
4 | 10 | 9 | 967 | 69 | 23.9 | 2.6 | 768.871 | 42.397 | 6160.195 | 5929.079 |  | 9895.5114 | 0.32185 | 0.28793 | 8356.9535 | 0.27181 | 0.24316 |  | 5134.3865
4 | 10 | 10 | 1008 | 79 | 25.6 | 2.6 | 969.027 | 49.272 | 7613.887 | 7322.504 |  | 14062.8953 | 0.33743 | 0.30689 | 12086.266 | 0.29 | 0.26376 |  | 7008.1549
4 | 10 | 11 | 1019 | 85 | 27.8 | 5.2 | 1086.016 | 48.681 | 8563.773 | 8229.119 |  | 16787.3358 | 0.34266 | 0.31406 | 14603.4921 | 0.29809 | 0.2732 |  | 8221.0116
4 | 10 | 12 | 1030 | 87 | 30 | 10.3 | 1132.853 | 44.402 | 9080.643 | 8721.15 |  | 18187.1667 | 0.34266 | 0.31551 | 15846.7182 | 0.29856 | 0.27491 |  | 8877.7295
4 | 10 | 13 | 1024 | 85 | 30 | 11.3 | 1088.884 | 43.042 | 8771.042 | 8426.537 |  | 18060.6308 | 0.34266 | 0.31592 | 15734.9417 | 0.29854 | 0.27524 |  | 8806.4908
4 | 10 | 14 | 1007 | 79 | 30.6 | 10.8 | 964.373 | 42.498 | 7773.055 | 7474.635 |  | 16529.1405 | 0.34266 | 0.31553 | 14375.6456 | 0.29801 | 0.27442 |  | 8063.0168
4 | 10 | 15 | 967 | 69 | 30 | 7.2 | 763.744 | 42.201 | 6121.416 | 5891.808 |  | 13389.9613 | 0.33716 | 0.30898 | 11493.8263 | 0.28941 | 0.26522 |  | 6634.4517
4 | 10 | 16 | 890 | 55 | 28.3 | 8.8 | 507.705 | 35.25 | 4052.53 | 3896.001 |  | 8980.4161 | 0.32097 | 0.29095 | 7587.2985 | 0.27118 | 0.24581 |  | 4615.4488
4 | 10 | 17 | 754 | 37 | 26.7 | 9.3 | 235.687 | 29.503 | 1670.844 | 1580.38 |  | 3122.2176 | 0.21061 | 0.18621 | 2698.0851 | 0.182 | 0.16091 |  | 2271.6287
4 | 10 | 18 | 352 | 19 | 24.4 | 7.7 | 23.573 | 24.083 | 154.17 | 95.7 |  | 0 | 0 | 0 | 0 | 0 | 0 |  | 252.462
4 | 10 | 19 | 0 | 0 | 23.3 | 5.7 | 0 | 23.3 | 0 | 0 |  | 0 | 0 |  | 0 | 0 |  |  | 0
4 | 10 | 20 | 0 | 0 | 21.1 | 4.6 | 0 | 21.1 | 0 | 0 |  | 0 | 0 |  | 0 | 0 |  |  | 0
4 | 10 | 21 | 0 | 0 | 20.6 | 5.2 | 0 | 20.6 | 0 | 0 |  | 0 | 0 |  | 0 | 0 |  |  | 0
4 | 10 | 22 | 0 | 0 | 19.4 | 4.1 | 0 | 19.4 | 0 | 0 |  | 0 | 0 |  | 0 | 0 |  |  | 0
4 | 10 | 23 | 0 | 0 | 18.3 | 1.5 | 0 | 18.3 | 0 | 0 |  | 0 | 0 |  | 0 | 0 |  |  | 0
4 | 11 | 0 | 0 | 0 | 17.8 | 1.5 | 0 | 17.8 | 0 | 0 |  | 0 | 0 |  | 0 | 0 |  |  | 0
4 | 11 | 1 | 0 | 0 | 16.7 | 5.2 | 0 | 16.7 | 0 | 0 |  | 0 | 0 |  | 0 | 0 |  |  | 0
4 | 11 | 2 | 0 | 0 | 15 | 4.1 | 0 | 15 | 0 | 0 |  | 0 | 0 |  | 0 | 0 |  |  | 0
4 | 11 | 3 | 0 | 0 | 14.4 | 4.1 | 0 | 14.4 | 0 | 0 |  | 0 | 0 |  | 0 | 0 |  |  | 0
4 | 11 | 4 | 0 | 0 | 13.9 | 3.6 | 0 | 13.9 | 0 | 0 |  | 0 | 0 |  | 0 | 0 |  |  | 0
4 | 11 | 5 | 0 | 0 | 13.3 | 4.6 | 0 | 13.3 | 0 | 0 |  | 0 | 0 |  | 0 | 0 |  |  | 0
4 | 11 | 6 | 187 | 29 | 12.8 | 4.6 | 27.905 | 11.959 | 221.166 | 161.448 |  | 0 | 0 | 0 | 0 | 0 | 0 |  | 0
4 | 11 | 7 | 598 | 63 | 15 | 5.2 | 224.823 | 18.045 | 1717.944 | 1626.361 |  | 0 | 0 | 0 | 0 | 0 | 0 |  | 586.2058
4 | 11 | 8 | 770 | 92 | 16.7 | 3.6 | 492.729 | 26.828 | 4074.733 | 3917.498 |  | 3610.2483 | 0.23314 | 0.17771 | 3112.2459 | 0.20098 | 0.1532 |  | 2705.8767
4 | 11 | 9 | 853 | 115 | 19.4 | 3.1 | 739.766 | 36.312 | 6065.522 | 5838.081 |  | 8734.5483 | 0.32189 | 0.26331 | 7376.2997 | 0.27184 | 0.22236 |  | 4884.1459
4 | 11 | 10 | 900 | 131 | 21.1 | 3.1 | 928.286 | 42.754 | 7476.378 | 7191.005 |  | 12554.9587 | 0.33743 | 0.28479 | 10790.1057 | 0.29 | 0.24476 |  | 6658.7852
4 | 11 | 11 | 925 | 140 | 22.2 | 2.6 | 1050.603 | 48.259 | 8297.934 | 7975.7 |  | 15231.2676 | 0.34266 | 0.29404 | 13249.4141 | 0.29808 | 0.25578 |  | 7878.8223
4 | 11 | 12 | 934 | 143 | 23.9 | 3.6 | 1092.849 | 48.554 | 8623.372 | 8285.899 |  | 16478.8616 | 0.34266 | 0.29639 | 14357.284 | 0.29855 | 0.25823 |  | 8472.498
4 | 11 | 13 | 928 | 140 | 25 | 3.1 | 1051.143 | 49.976 | 8247.756 | 7927.838 |  | 16349.3619 | 0.34267 | 0.29693 | 14242.6199 | 0.29851 | 0.25866 |  | 8393.2593
4 | 11 | 14 | 907 | 131 | 26.7 | 4.1 | 929.889 | 46.957 | 7371.087 | 7090.271 |  | 14866.1131 | 0.34265 | 0.29577 | 12928.3094 | 0.29799 | 0.25721 |  | 7652.008
4 | 11 | 15 | 860 | 115 | 26.7 | 4.6 | 738.605 | 42.1 | 5925.665 | 5703.597 |  | 11883.5961 | 0.33708 | 0.28779 | 10197.4888 | 0.28925 | 0.24696 |  | 6246.207
4 | 11 | 16 | 772 | 92 | 26.1 | 2.6 | 486.972 | 38.48 | 3854.787 | 3704.48 |  | 7765.7338 | 0.32077 | 0.26742 | 6561.332 | 0.27102 | 0.22595 |  | 4281.2815
4 | 11 | 17 | 592 | 62 | 25.6 | 3.6 | 216.373 | 30.184 | 1572.387 | 1484.238 |  | 2396.9409 | 0.2067 | 0.1614 | 2071.4267 | 0.17863 | 0.13948 |  | 1970.4111
4 | 11 | 18 | 182 | 29 | 25 | 3.1 | 26.619 | 24.727 | 207.203 | 147.746 |  | 0 | 0 | 0 | 0 | 0 | 0 |  | 194.6823
4 | 11 | 19 | 0 | 0 | 24.4 | 3.1 | 0 | 24.4 | 0 | 0 |  | 0 | 0 |  | 0 | 0 |  |  | 0
4 | 11 | 20 | 0 | 0 | 22.8 | 1.5 | 0 | 22.8 | 0 | 0 |  | 0 | 0 |  | 0 | 0 |  |  | 0
4 | 11 | 21 | 0 | 0 | 21.1 | 2.6 | 0 | 21.1 | 0 | 0 |  | 0 | 0 |  | 0 | 0 |  |  | 0
4 | 11 | 22 | 0 | 0 | 20.6 | 3.1 | 0 | 20.6 | 0 | 0 |  | 0 | 0 |  | 0 | 0 |  |  | 0
4 | 11 | 23 | 0 | 0 | 19.4 | 3.6 | 0 | 19.4 | 0 | 0 |  | 0 | 0 |  | 0 | 0 |  |  | 0
4 | 12 | 0 | 0 | 0 | 18.9 | 3.1 | 0 | 18.9 | 0 | 0 |  | 0 | 0 |  | 0 | 0 |  |  | 0
4 | 12 | 1 | 0 | 0 | 17.8 | 2.6 | 0 | 17.8 | 0 | 0 |  | 0 | 0 |  | 0 | 0 |  |  | 0
4 | 12 | 2 | 0 | 0 | 17.2 | 2.6 | 0 | 17.2 | 0 | 0 |  | 0 | 0 |  | 0 | 0 |  |  | 0
4 | 12 | 3 | 0 | 0 | 16.1 | 2.6 | 0 | 16.1 | 0 | 0 |  | 0 | 0 |  | 0 | 0 |  |  | 0
4 | 12 | 4 | 0 | 0 | 15.6 | 2.1 | 0 | 15.6 | 0 | 0 |  | 0 | 0 |  | 0 | 0 |  |  | 0
4 | 12 | 5 | 0 | 0 | 15 | 0 | 0 | 15 | 0 | 0 |  | 0 | 0 |  | 0 | 0 |  |  | 0
4 | 12 | 6 | 189 | 30 | 15 | 2.6 | 28.292 | 13.984 | 224.935 | 165.146 |  | 0 | 0 | 0 | 0 | 0 | 0 |  | 0
4 | 12 | 7 | 598 | 64 | 17.8 | 4.6 | 226.129 | 21.125 | 1711.778 | 1620.342 |  | 0 | 0 | 0 | 0 | 0 | 0 |  | 595.1603
4 | 12 | 8 | 753 | 98 | 20 | 3.6 | 490.301 | 30.064 | 4011.04 | 3855.829 |  | 3560.366 | 0.23471 | 0.17527 | 3068.2057 | 0.20227 | 0.15104 |  | 2698.7839
4 | 12 | 9 | 649 | 221 | 23.3 | 3.6 | 700.56 | 38.501 | 5706.5 | 5492.719 |  | 6649.3585 | 0.32193 | 0.20613 | 5615.2293 | 0.27186 | 0.17408 |  | 4587.3499
4 | 12 | 10 | 842 | 146 | 25 | 2.1 | 900.391 | 48.323 | 7101.336 | 6832.024 |  | 11744.0334 | 0.33742 | 0.27653 | 10092.9073 | 0.28998 | 0.23765 |  | 6384.7343
4 | 12 | 11 | 866 | 157 | 26.7 | 2.1 | 1020.453 | 53.344 | 7903.678 | 7599.42 |  | 14252.0996 | 0.34266 | 0.28599 | 12397.2168 | 0.29807 | 0.24877 |  | 7545.8988
4 | 12 | 12 | 938 | 144 | 28.3 | 4.1 | 1096.615 | 51.812 | 8545.532 | 8211.738 |  | 16535.4916 | 0.34267 | 0.29625 | 14405.5508 | 0.29853 | 0.25809 |  | 8504.9304
4 | 12 | 13 | 930 | 141 | 28.9 | 2.6 | 1052.617 | 55.093 | 8097.151 | 7784.138 |  | 16365.8573 | 0.34267 | 0.29668 | 14255.4966 | 0.29848 | 0.25843 |  | 8407.4185
4 | 12 | 14 | 905 | 132 | 30 | 3.1 | 927.601 | 52.037 | 7211.142 | 6937.177 |  | 14811.3612 | 0.34264 | 0.2953 | 12879.8209 | 0.29796 | 0.25679 |  | 7633.6784
4 | 12 | 15 | 849 | 121 | 30 | 4.6 | 735.409 | 45.358 | 5828.382 | 5610.013 |  | 11706.8746 | 0.337 | 0.2849 | 10042.6441 | 0.28909 | 0.2444 |  | 6205.3623
4 | 12 | 16 | 588 | 178 | 30 | 4.1 | 474.043 | 40.289 | 3755.338 | 3608.11 |  | 5896.4528 | 0.32057 | 0.21257 | 4982.0814 | 0.27086 | 0.17961 |  | 3954.597
4 | 12 | 17 | 541 | 86 | 29.4 | 4.1 | 225.246 | 33.971 | 1646.017 | 1556.14 |  | 2140.8783 | 0.20278 | 0.14204 | 1850.0475 | 0.17523 | 0.12274 |  | 1966.5328
4 | 12 | 18 | 88 | 33 | 28.3 | 3.1 | 28.491 | 28.186 | 233.505 | 173.556 |  | 0 | 0 | 0 | 0 | 0 | 0 |  | 157.9107
4 | 12 | 19 | 0 | 0 | 27.2 | 0 | 0 | 27.2 | 0 | 0 |  | 0 | 0 |  | 0 | 0 |  |  | 0
4 | 12 | 20 | 0 | 0 | 26.7 | 2.1 | 0 | 26.7 | 0 | 0 |  | 0 | 0 |  | 0 | 0 |  |  | 0
4 | 12 | 21 | 0 | 0 | 22.8 | 2.6 | 0 | 22.8 | 0 | 0 |  | 0 | 0 |  | 0 | 0 |  |  | 0
4 | 12 | 22 | 0 | 0 | 23.3 | 1.5 | 0 | 23.3 | 0 | 0 |  | 0 | 0 |  | 0 | 0 |  |  | 0
4 | 12 | 23 | 0 | 0 | 20.6 | 2.1 | 0 | 20.6 | 0 | 0 |  | 0 | 0 |  | 0 | 0 |  |  | 0
4 | 13 | 0 | 0 | 0 | 18.9 | 2.6 | 0 | 18.9 | 0 | 0 |  | 0 | 0 |  | 0 | 0 |  |  | 0
4 | 13 | 1 | 0 | 0 | 18.9 | 1.5 | 0 | 18.9 | 0 | 0 |  | 0 | 0 |  | 0 | 0 |  |  | 0
4 | 13 | 2 | 0 | 0 | 17.8 | 2.6 | 0 | 17.8 | 0 | 0 |  | 0 | 0 |  | 0 | 0 |  |  | 0
4 | 13 | 3 | 0 | 0 | 17.2 | 3.6 | 0 | 17.2 | 0 | 0 |  | 0 | 0 |  | 0 | 0 |  |  | 0
4 | 13 | 4 | 0 | 0 | 16.1 | 3.1 | 0 | 16.1 | 0 | 0 |  | 0 | 0 |  | 0 | 0 |  |  | 0
4 | 13 | 5 | 0 | 0 | 16.1 | 3.1 | 0 | 16.1 | 0 | 0 |  | 0 | 0 |  | 0 | 0 |  |  | 0
4 | 13 | 6 | 153 | 33 | 15.6 | 3.6 | 29.601 | 14.743 | 243.036 | 182.908 |  | 0 | 0 | 0 | 0 | 0 | 0 |  | 0
4 | 13 | 7 | 546 | 74 | 18.9 | 4.6 | 222.216 | 22.163 | 1694.582 | 1603.555 |  | 0 | 0 | 0 | 0 | 0 | 0 |  | 605.1496
4 | 13 | 8 | 730 | 108 | 21.7 | 4.6 | 488.755 | 30.786 | 3991.958 | 3837.35 |  | 3478.7094 | 0.23618 | 0.17053 | 2996.8213 | 0.20347 | 0.14691 |  | 2698.214
4 | 13 | 9 | 822 | 135 | 23.9 | 4.6 | 737.531 | 38.494 | 6000.642 | 5775.702 |  | 8425.863 | 0.32196 | 0.25335 | 7115.2992 | 0.27188 | 0.21394 |  | 4867.9882
4 | 13 | 10 | 872 | 153 | 25.6 | 4.6 | 933.066 | 44.532 | 7465.333 | 7180.439 |  | 12159.8443 | 0.33742 | 0.27592 | 10449.8786 | 0.28997 | 0.23712 |  | 6623.034
4 | 13 | 11 | 907 | 163 | 28.3 | 2.6 | 1065.409 | 54.426 | 8217.129 | 7898.622 |  | 14918.1524 | 0.34266 | 0.28637 | 12976.1032 | 0.29805 | 0.24909 |  | 7889.5789
4 | 13 | 12 | 914 | 167 | 30 | 1.5 | 1106.554 | 61.388 | 8304.02 | 7981.503 |  | 16098.1613 | 0.34267 | 0.28877 | 14023.4263 | 0.2985 | 0.25156 |  | 8459.0515
4 | 13 | 13 | 904 | 163 | 31.1 | 4.1 | 1059.024 | 53.932 | 8183.437 | 7866.478 |  | 15889.5344 | 0.34267 | 0.28928 | 13839.1158 | 0.29845 | 0.25195 |  | 8337.116
4 | 13 | 14 | 878 | 153 | 31.7 | 3.1 | 931.772 | 53.79 | 7194.682 | 6921.417 |  | 14347.7785 | 0.34264 | 0.28749 | 12475.9586 | 0.29794 | 0.24998 |  | 7562.5187
4 | 13 | 15 | 828 | 134 | 32.2 | 2.1 | 732.114 | 51.875 | 5660.213 | 5448.161 |  | 11392.9312 | 0.33691 | 0.27889 | 9770.2681 | 0.28892 | 0.23917 |  | 6147.7229
4 | 13 | 16 | 716 | 112 | 32.2 | 4.1 | 476.326 | 42.537 | 3719.411 | 3573.286 |  | 7157.5722 | 0.32035 | 0.25361 | 6047.6598 | 0.27068 | 0.21428 |  | 4124.8611
4 | 13 | 17 | 543 | 72 | 31.1 | 6.2 | 211.517 | 34.455 | 1527.43 | 1440.327 |  | 2099.3708 | 0.19885 | 0.14643 | 1813.9239 | 0.17182 | 0.12652 |  | 1881.7744
4 | 13 | 18 | 88 | 29 | 30 | 3.6 | 25.002 | 29.811 | 204.386 | 144.982 |  | 0 | 0 | 0 | 0 | 0 | 0 |  | 142.8606
4 | 13 | 19 | 0 | 0 | 28.9 | 3.1 | 0 | 28.9 | 0 | 0 |  | 0 | 0 |  | 0 | 0 |  |  | 0
4 | 13 | 20 | 0 | 0 | 25.6 | 3.1 | 0 | 25.6 | 0 | 0 |  | 0 | 0 |  | 0 | 0 |  |  | 0
4 | 13 | 21 | 0 | 0 | 25 | 5.7 | 0 | 25 | 0 | 0 |  | 0 | 0 |  | 0 | 0 |  |  | 0
4 | 13 | 22 | 0 | 0 | 24.4 | 5.7 | 0 | 24.4 | 0 | 0 |  | 0 | 0 |  | 0 | 0 |  |  | 0
4 | 13 | 23 | 0 | 0 | 23.3 | 4.6 | 0 | 23.3 | 0 | 0 |  | 0 | 0 |  | 0 | 0 |  |  | 0
4 | 14 | 0 | 0 | 0 | 22.8 | 2.6 | 0 | 22.8 | 0 | 0 |  | 0 | 0 |  | 0 | 0 |  |  | 0
4 | 14 | 1 | 0 | 0 | 21.7 | 4.1 | 0 | 21.7 | 0 | 0 |  | 0 | 0 |  | 0 | 0 |  |  | 0
4 | 14 | 2 | 0 | 0 | 18.9 | 4.1 | 0 | 18.9 | 0 | 0 |  | 0 | 0 |  | 0 | 0 |  |  | 0
4 | 14 | 3 | 0 | 0 | 18.3 | 3.6 | 0 | 18.3 | 0 | 0 |  | 0 | 0 |  | 0 | 0 |  |  | 0
4 | 14 | 4 | 0 | 0 | 17.8 | 4.6 | 0 | 17.8 | 0 | 0 |  | 0 | 0 |  | 0 | 0 |  |  | 0
4 | 14 | 5 | 0 | 0 | 16.7 | 5.2 | 0 | 16.7 | 0 | 0 |  | 0 | 0 |  | 0 | 0 |  |  | 0
4 | 14 | 6 | 26 | 43 | 17.2 | 4.6 | 36.323 | 16.602 | 318.369 | 256.814 |  | 0 | 0 | 0 | 0 | 0 | 0 |  | 0
4 | 14 | 7 | 500 | 78 | 18.9 | 4.1 | 213.931 | 22.198 | 1642.664 | 1552.866 |  | 0 | 0 | 0 | 0 | 0 | 0 |  | 596.2299
4 | 14 | 8 | 457 | 191 | 22.2 | 3.6 | 426.289 | 30.82 | 3512.559 | 3372.704 |  | 2193.5921 | 0.23755 | 0.11388 | 1889.0925 | 0.20457 | 0.098074 |  | 2427.6832
4 | 14 | 9 | 275 | 339 | 23.3 | 2.6 | 536.733 | 36.08 | 4422.529 | 4254.003 |  | 2819.984 | 0.32198 | 0.10619 | 2381.3207 | 0.27189 | 0.089672 |  | 3543.2905
4 | 14 | 10 | 497 | 303 | 24.4 | 0 | 756.327 | 52.929 | 5862.775 | 5643.103 |  | 6928.6452 | 0.33741 | 0.19013 | 5954.036 | 0.28995 | 0.16338 |  | 5208.7781
4 | 14 | 11 | 181 | 500 | 25.6 | 1.5 | 680.333 | 45.468 | 5431.354 | 5227.744 |  | 2975.1819 | 0.34266 | 0.085169 | 2587.7721 | 0.29804 | 0.074079 |  | 4695.0386
4 | 14 | 12 | 169 | 443 | 26.1 | 2.6 | 617.426 | 41.411 | 5004.8 | 4816.447 |  | 2973.8217 | 0.34267 | 0.093118 | 2590.3354 | 0.29848 | 0.08111 |  | 4316.3127
4 | 14 | 13 | 125 | 497 | 26.1 | 3.6 | 609.327 | 39.565 | 4972.787 | 4785.554 |  | 2194.444 | 0.34266 | 0.067528 | 1911.0662 | 0.29841 | 0.058808 |  | 4321.5584
4 | 14 | 14 | 369 | 348 | 28.3 | 2.6 | 675.26 | 44.75 | 5400.888 | 5198.387 |  | 6020.7195 | 0.34263 | 0.16798 | 5234.9973 | 0.29791 | 0.14606 |  | 5068.2312
4 | 14 | 15 | 190 | 349 | 28.9 | 2.6 | 474.528 | 40.806 | 3844.603 | 3694.612 |  | 2608.6715 | 0.33682 | 0.10007 | 2236.4381 | 0.28876 | 0.085794 |  | 3522.9557
4 | 14 | 16 | 446 | 181 | 28.9 | 5.2 | 404.12 | 36.274 | 3257.718 | 3125.386 |  | 4444.4612 | 0.32014 | 0.19005 | 3755.1993 | 0.27049 | 0.16058 |  | 3286.0548
4 | 14 | 17 | 356 | 95 | 28.3 | 5.2 | 182.312 | 31.344 | 1379.188 | 1295.485 |  | 1344.283 | 0.19494 | 0.11312 | 1161.2387 | 0.16839 | 0.097718 |  | 1510.5123
4 | 14 | 18 | 191 | 28 | 24.4 | 4.6 | 23.73 | 23.973 | 204.808 | 145.397 |  | 0 | 0 | 0 | 0 | 0 | 0 |  | 189.285
4 | 14 | 19 | 0 | 0 | 22.8 | 7.2 | 0 | 22.8 | 0 | 0 |  | 0 | 0 |  | 0 | 0 |  |  | 0
4 | 14 | 20 | 0 | 0 | 22.8 | 4.6 | 0 | 22.8 | 0 | 0 |  | 0 | 0 |  | 0 | 0 |  |  | 0
4 | 14 | 21 | 0 | 0 | 22.2 | 3.6 | 0 | 22.2 | 0 | 0 |  | 0 | 0 |  | 0 | 0 |  |  | 0
4 | 14 | 22 | 0 | 0 | 20 | 6.2 | 0 | 20 | 0 | 0 |  | 0 | 0 |  | 0 | 0 |  |  | 0
4 | 14 | 23 | 0 | 0 | 18.9 | 5.2 | 0 | 18.9 | 0 | 0 |  | 0 | 0 |  | 0 | 0 |  |  | 0
4 | 15 | 0 | 0 | 0 | 17.8 | 4.6 | 0 | 17.8 | 0 | 0 |  | 0 | 0 |  | 0 | 0 |  |  | 0
4 | 15 | 1 | 0 | 0 | 16.1 | 3.6 | 0 | 16.1 | 0 | 0 |  | 0 | 0 |  | 0 | 0 |  |  | 0
4 | 15 | 2 | 0 | 0 | 15.6 | 2.6 | 0 | 15.6 | 0 | 0 |  | 0 | 0 |  | 0 | 0 |  |  | 0
4 | 15 | 3 | 0 | 0 | 15 | 3.1 | 0 | 15 | 0 | 0 |  | 0 | 0 |  | 0 | 0 |  |  | 0
4 | 15 | 4 | 0 | 0 | 15 | 3.6 | 0 | 15 | 0 | 0 |  | 0 | 0 |  | 0 | 0 |  |  | 0
4 | 15 | 5 | 0 | 0 | 14.4 | 4.1 | 0 | 14.4 | 0 | 0 |  | 0 | 0 |  | 0 | 0 |  |  | 0
4 | 15 | 6 | 213 | 31 | 14.4 | 4.1 | 28.056 | 13.525 | 227.125 | 167.295 |  | 0 | 0 | 0 | 0 | 0 | 0 |  | 0
4 | 15 | 7 | 601 | 66 | 17.8 | 3.6 | 229.747 | 21.567 | 1740.819 | 1648.689 |  | 0 | 0 | 0 | 0 | 0 | 0 |  | 619.444
4 | 15 | 8 | 768 | 95 | 20 | 2.6 | 495.289 | 31.285 | 4033.732 | 3877.801 |  | 3711.0782 | 0.23881 | 0.18079 | 3194.8881 | 0.20559 | 0.15564 |  | 2736.031
4 | 15 | 9 | 849 | 118 | 22.2 | 3.6 | 739.157 | 38.261 | 6017.702 | 5792.105 |  | 8708.7702 | 0.322 | 0.26199 | 7353.974 | 0.27191 | 0.22123 |  | 4890.95
4 | 15 | 10 | 897 | 133 | 23.9 | 5.7 | 925.38 | 40.515 | 7515.059 | 7228.001 |  | 12500.8343 | 0.33739 | 0.28389 | 10741.8171 | 0.28992 | 0.24395 |  | 6647.4614
4 | 15 | 11 | 917 | 142 | 25.6 | 4.6 | 1040.993 | 46.989 | 8261.672 | 7941.113 |  | 15063.0238 | 0.34266 | 0.29297 | 13101.0892 | 0.29803 | 0.25481 |  | 7815.3252
4 | 15 | 12 | 928 | 145 | 27.2 | 9.3 | 1083.689 | 41.854 | 8769.49 | 8425.06 |  | 16313.8779 | 0.34267 | 0.29543 | 14208.8956 | 0.29845 | 0.25731 |  | 8410.4201
4 | 15 | 13 | 920 | 142 | 28.9 | 7.7 | 1039.463 | 44.84 | 8316.456 | 7993.364 |  | 16130.9428 | 0.34266 | 0.29581 | 14046.4622 | 0.29838 | 0.25759 |  | 8306.9843
4 | 15 | 14 | 902 | 133 | 29.4 | 8.8 | 921.279 | 42.362 | 7429.215 | 7145.888 |  | 14694.3102 | 0.34262 | 0.29465 | 12776.1793 | 0.2979 | 0.25619 |  | 7586.956
4 | 15 | 15 | 589 | 225 | 30.6 | 12.4 | 649.014 | 37.796 | 5298.048 | 5099.272 |  | 8069.2155 | 0.33672 | 0.22555 | 6915.7345 | 0.28859 | 0.1933 |  | 5219.796
4 | 15 | 16 | 758 | 85 | 30 | 12.4 | 467.52 | 35.006 | 3741.364 | 3594.565 |  | 7529.7189 | 0.31992 | 0.26893 | 6361.7277 | 0.27029 | 0.22721 |  | 4128.3698
4 | 15 | 17 | 588 | 64 | 28.9 | 8.8 | 213.211 | 31.508 | 1537.111 | 1449.783 |  | 2167.9458 | 0.19104 | 0.1474 | 1872.163 | 0.16497 | 0.12729 |  | 1939.5406
4 | 15 | 18 | 191 | 30 | 26.1 | 5.2 | 24.601 | 25.787 | 210.982 | 151.455 |  | 0 | 0 | 0 | 0 | 0 | 0 |  | 193.8608
4 | 15 | 19 | 0 | 0 | 23.9 | 6.7 | 0 | 23.9 | 0 | 0 |  | 0 | 0 |  | 0 | 0 |  |  | 0
4 | 15 | 20 | 0 | 0 | 22.2 | 7.2 | 0 | 22.2 | 0 | 0 |  | 0 | 0 |  | 0 | 0 |  |  | 0
4 | 15 | 21 | 0 | 0 | 21.7 | 5.7 | 0 | 21.7 | 0 | 0 |  | 0 | 0 |  | 0 | 0 |  |  | 0
4 | 15 | 22 | 0 | 0 | 22.2 | 3.6 | 0 | 22.2 | 0 | 0 |  | 0 | 0 |  | 0 | 0 |  |  | 0
4 | 15 | 23 | 0 | 0 | 21.1 | 7.2 | 0 | 21.1 | 0 | 0 |  | 0 | 0 |  | 0 | 0 |  |  | 0
4 | 16 | 0 | 0 | 0 | 19.4 | 4.1 | 0 | 19.4 | 0 | 0 |  | 0 | 0 |  | 0 | 0 |  |  | 0
4 | 16 | 1 | 0 | 0 | 18.9 | 3.1 | 0 | 18.9 | 0 | 0 |  | 0 | 0 |  | 0 | 0 |  |  | 0
4 | 16 | 2 | 0 | 0 | 17.8 | 3.1 | 0 | 17.8 | 0 | 0 |  | 0 | 0 |  | 0 | 0 |  |  | 0
4 | 16 | 3 | 0 | 0 | 17.2 | 1.5 | 0 | 17.2 | 0 | 0 |  | 0 | 0 |  | 0 | 0 |  |  | 0
4 | 16 | 4 | 0 | 0 | 15 | 3.1 | 0 | 15 | 0 | 0 |  | 0 | 0 |  | 0 | 0 |  |  | 0
4 | 16 | 5 | 0 | 0 | 15 | 3.1 | 0 | 15 | 0 | 0 |  | 0 | 0 |  | 0 | 0 |  |  | 0
4 | 16 | 6 | 229 | 32 | 16.1 | 2.1 | 28.578 | 15.033 | 231.621 | 171.708 |  | 0 | 0 | 0 | 0 | 0 | 0 |  | 0
4 | 16 | 7 | 609 | 67 | 20 | 6.2 | 233.127 | 22.963 | 1758.712 | 1666.154 |  | 0 | 0 | 0 | 0 | 0 | 0 |  | 632.9196
4 | 16 | 8 | 775 | 96 | 21.1 | 5.7 | 499.918 | 29.346 | 4099.927 | 3941.888 |  | 3767.908 | 0.23997 | 0.18166 | 3242.792 | 0.20652 | 0.15634 |  | 2765.5619
4 | 16 | 9 | 857 | 119 | 23.3 | 4.6 | 745.594 | 38.071 | 6074.309 | 5846.528 |  | 8792.8363 | 0.32201 | 0.26205 | 7424.8865 | 0.27191 | 0.22129 |  | 4937.1871
4 | 16 | 10 | 900 | 135 | 25 | 6.2 | 929.299 | 40.89 | 7536.375 | 7248.387 |  | 12537.7057 | 0.33738 | 0.28334 | 10772.7913 | 0.28989 | 0.24346 |  | 6677.8912
4 | 16 | 11 | 923 | 143 | 26.7 | 5.2 | 1046.739 | 46.789 | 8313.534 | 7990.578 |  | 15150.7234 | 0.34266 | 0.29292 | 13176.8333 | 0.29801 | 0.25476 |  | 7861.9476
4 | 16 | 12 | 935 | 146 | 27.2 | 2.6 | 1090.308 | 54.198 | 8417.941 | 8090.13 |  | 16420.4589 | 0.34266 | 0.29541 | 14300.4633 | 0.29842 | 0.25727 |  | 8465.7273
4 | 16 | 13 | 927 | 143 | 28.3 | 3.1 | 1045.65 | 53.02 | 8108.5 | 7794.969 |  | 16232.8849 | 0.34266 | 0.29578 | 14133.9043 | 0.29835 | 0.25754 |  | 8360.2236
4 | 16 | 14 | 901 | 134 | 28.9 | 3.6 | 919.809 | 49.768 | 7212.428 | 6938.408 |  | 14654.7183 | 0.34261 | 0.29422 | 12741.4267 | 0.29788 | 0.25581 |  | 7575.6085
4 | 16 | 15 | 860 | 118 | 29.4 | 3.6 | 733.777 | 46.099 | 5796.566 | 5579.399 |  | 11755.8786 | 0.33663 | 0.28591 | 10072.4482 | 0.28842 | 0.24497 |  | 6211.7081
4 | 16 | 16 | 770 | 95 | 29.4 | 1.5 | 482.142 | 43.862 | 3735.607 | 3588.985 |  | 7624.6658 | 0.31969 | 0.2644 | 6441.5346 | 0.27009 | 0.22337 |  | 4239.6508
4 | 16 | 17 | 598 | 65 | 29.4 | 3.1 | 215.693 | 34.288 | 1537.457 | 1450.121 |  | 2152.3098 | 0.18717 | 0.14434 | 1857.9319 | 0.16157 | 0.12459 |  | 1964.1053
4 | 16 | 18 | 199 | 31 | 28.3 | 0 | 24.702 | 29.327 | 209.221 | 149.727 |  | 0 | 0 | 0 | 0 | 0 | 0 |  | 198.9193
4 | 16 | 19 | 0 | 0 | 27.2 | 2.6 | 0 | 27.2 | 0 | 0 |  | 0 | 0 |  | 0 | 0 |  |  | 0
4 | 16 | 20 | 0 | 0 | 24.4 | 3.1 | 0 | 24.4 | 0 | 0 |  | 0 | 0 |  | 0 | 0 |  |  | 0
4 | 16 | 21 | 0 | 0 | 23.9 | 2.1 | 0 | 23.9 | 0 | 0 |  | 0 | 0 |  | 0 | 0 |  |  | 0
4 | 16 | 22 | 0 | 0 | 22.8 | 0 | 0 | 22.8 | 0 | 0 |  | 0 | 0 |  | 0 | 0 |  |  | 0
4 | 16 | 23 | 0 | 0 | 22.2 | 2.6 | 0 | 22.2 | 0 | 0 |  | 0 | 0 |  | 0 | 0 |  |  | 0
4 | 17 | 0 | 0 | 0 | 20 | 2.6 | 0 | 20 | 0 | 0 |  | 0 | 0 |  | 0 | 0 |  |  | 0
4 | 17 | 1 | 0 | 0 | 18.9 | 3.1 | 0 | 18.9 | 0 | 0 |  | 0 | 0 |  | 0 | 0 |  |  | 0
4 | 17 | 2 | 0 | 0 | 17.8 | 2.1 | 0 | 17.8 | 0 | 0 |  | 0 | 0 |  | 0 | 0 |  |  | 0
4 | 17 | 3 | 0 | 0 | 17.2 | 3.1 | 0 | 17.2 | 0 | 0 |  | 0 | 0 |  | 0 | 0 |  |  | 0
4 | 17 | 4 | 0 | 0 | 16.1 | 3.1 | 0 | 16.1 | 0 | 0 |  | 0 | 0 |  | 0 | 0 |  |  | 0
4 | 17 | 5 | 0 | 0 | 16.1 | 4.1 | 0 | 16.1 | 0 | 0 |  | 0 | 0 |  | 0 | 0 |  |  | 0
4 | 17 | 6 | 176 | 35 | 15.6 | 2.6 | 30.354 | 14.57 | 252.225 | 191.924 |  | 0 | 0 | 0 | 0 | 0 | 0 |  | 0
4 | 17 | 7 | 557 | 77 | 20 | 3.6 | 228.904 | 23.779 | 1739.821 | 1647.716 |  | 0 | 0 | 0 | 0 | 0 | 0 |  | 641.5987
4 | 17 | 8 | 729 | 112 | 22.2 | 3.6 | 492.275 | 32.31 | 4000.736 | 3845.85 |  | 3564.1139 | 0.24102 | 0.17245 | 3066.4797 | 0.20737 | 0.14837 |  | 2734.2526
4 | 17 | 9 | 819 | 138 | 24.4 | 3.1 | 737.179 | 41.154 | 5939.246 | 5716.659 |  | 8404.1726 | 0.32202 | 0.25205 | 7096.643 | 0.27192 | 0.21284 |  | 4876.9642
4 | 17 | 10 | 868 | 156 | 26.7 | 2.6 | 929.822 | 49.363 | 7304.146 | 7026.208 |  | 12086.453 | 0.33736 | 0.27459 | 10384.2789 | 0.28985 | 0.23592 |  | 6609.6135
4 | 17 | 11 | 899 | 166 | 29.4 | 5.2 | 1056.386 | 49.68 | 8298.269 | 7976.019 |  | 14745.5668 | 0.34265 | 0.28495 | 12823.9408 | 0.298 | 0.24781 |  | 7830.7791
4 | 17 | 12 | 907 | 170 | 30.6 | 3.6 | 1097.043 | 55.109 | 8439.842 | 8111.008 |  | 15912.1721 | 0.34266 | 0.28742 | 13856.5949 | 0.2984 | 0.25029 |  | 8394.2432
4 | 17 | 13 | 900 | 166 | 32.2 | 4.1 | 1051.894 | 54.843 | 8099.187 | 7786.08 |  | 15739.4685 | 0.34265 | 0.28801 | 13703.1483 | 0.29832 | 0.25075 |  | 8288.8771
4 | 17 | 14 | 873 | 155 | 32.2 | 2.1 | 922.926 | 56.701 | 7044.804 | 6777.872 |  | 14176.4312 | 0.3426 | 0.28629 | 12325.402 | 0.29786 | 0.24891 |  | 7497.8047
4 | 17 | 15 | 822 | 137 | 32.8 | 3.1 | 724.663 | 50.09 | 5639.275 | 5428.002 |  | 11211.4123 | 0.33653 | 0.27677 | 9603.224 | 0.28825 | 0.23707 |  | 6087.527
4 | 17 | 16 | 727 | 110 | 33.3 | 3.6 | 474.319 | 44.069 | 3676.73 | 3531.911 |  | 7175.9889 | 0.31947 | 0.25413 | 6061.9443 | 0.26987 | 0.21468 |  | 4125.0171
4 | 17 | 17 | 543 | 74 | 32.8 | 4.1 | 209.615 | 37.104 | 1494.517 | 1408.175 |  | 1907.4886 | 0.18334 | 0.13349 | 1645.8263 | 0.15819 | 0.11518 |  | 1864.353
4 | 17 | 18 | 156 | 34 | 31.7 | 3.6 | 26.396 | 31.592 | 221.765 | 162.036 |  | 0 | 0 | 0 | 0 | 0 | 0 |  | 186.3355
4 | 17 | 19 | 0 | 0 | 29.4 | 2.6 | 0 | 29.4 | 0 | 0 |  | 0 | 0 |  | 0 | 0 |  |  | 0
4 | 17 | 20 | 0 | 0 | 26.7 | 2.6 | 0 | 26.7 | 0 | 0 |  | 0 | 0 |  | 0 | 0 |  |  | 0
4 | 17 | 21 | 0 | 0 | 25.6 | 2.6 | 0 | 25.6 | 0 | 0 |  | 0 | 0 |  | 0 | 0 |  |  | 0
4 | 17 | 22 | 0 | 0 | 24.4 | 0 | 0 | 24.4 | 0 | 0 |  | 0 | 0 |  | 0 | 0 |  |  | 0
4 | 17 | 23 | 0 | 0 | 23.9 | 3.1 | 0 | 23.9 | 0 | 0 |  | 0 | 0 |  | 0 | 0 |  |  | 0
4 | 18 | 0 | 0 | 0 | 22.8 | 3.1 | 0 | 22.8 | 0 | 0 |  | 0 | 0 |  | 0 | 0 |  |  | 0
4 | 18 | 1 | 0 | 0 | 22.2 | 1.5 | 0 | 22.2 | 0 | 0 |  | 0 | 0 |  | 0 | 0 |  |  | 0
4 | 18 | 2 | 0 | 0 | 19.4 | 3.1 | 0 | 19.4 | 0 | 0 |  | 0 | 0 |  | 0 | 0 |  |  | 0
4 | 18 | 3 | 0 | 0 | 17.8 | 3.6 | 0 | 17.8 | 0 | 0 |  | 0 | 0 |  | 0 | 0 |  |  | 0
4 | 18 | 4 | 0 | 0 | 17.2 | 5.2 | 0 | 17.2 | 0 | 0 |  | 0 | 0 |  | 0 | 0 |  |  | 0
4 | 18 | 5 | 1 | 1 | 16.1 | 4.6 | 0.917 | 14.756 | 8.171 | 0 |  | 0 | 0 | 0 | 0 | 0 | 0 |  | 0
4 | 18 | 6 | 331 | 29 | 17.8 | 5.7 | 28.39 | 17.11 | 214.478 | 154.886 |  | 0 | 0 | 0 | 0 | 0 | 0 |  | 0
4 | 18 | 7 | 691 | 57 | 20.6 | 5.2 | 247.352 | 24.157 | 1840.128 | 1745.606 |  | 0 | 0 | 0 | 0 | 0 | 0 |  | 657.3136
4 | 18 | 8 | 831 | 80 | 23.9 | 4.1 | 512.309 | 34.044 | 4125.504 | 3966.646 |  | 4083.3928 | 0.24198 | 0.19376 | 3512.2636 | 0.20814 | 0.16666 |  | 2835.5896
4 | 18 | 9 | 903 | 99 | 26.7 | 4.1 | 753.404 | 42.357 | 6039.472 | 5813.037 |  | 9266.7114 | 0.32202 | 0.27276 | 7824.9654 | 0.27192 | 0.23032 |  | 5031.1186
4 | 18 | 10 | 931 | 118 | 28.9 | 4.1 | 937.988 | 48.729 | 7385.421 | 7103.986 |  | 12957.0818 | 0.33735 | 0.29049 | 11131.3526 | 0.28981 | 0.24956 |  | 6758.561
4 | 18 | 11 | 946 | 128 | 30.6 | 3.1 | 1052 | 55.051 | 8093.601 | 7780.75 |  | 15504.0308 | 0.34265 | 0.29834 | 13483.0188 | 0.29798 | 0.25945 |  | 7922.7942
4 | 18 | 12 | 447 | 371 | 31.7 | 4.6 | 843.632 | 49.401 | 6635.333 | 6385.312 |  | 7833.6273 | 0.34266 | 0.18502 | 6821.088 | 0.29837 | 0.16111 |  | 6052.0882
4 | 18 | 13 | 832 | 155 | 32.8 | 5.2 | 973.828 | 51.446 | 7597.599 | 7306.93 |  | 14530.8466 | 0.34264 | 0.28748 | 12650.0135 | 0.29829 | 0.25027 |  | 7664.1186
4 | 18 | 14 | 635 | 280 | 32.8 | 4.1 | 843.353 | 51.048 | 6582.749 | 6334.857 |  | 10294.7775 | 0.34258 | 0.23005 | 8950.5393 | 0.29785 | 0.20001 |  | 6562.697
4 | 18 | 15 | 775 | 149 | 34.4 | 6.2 | 704.115 | 46.704 | 5551.447 | 5343.429 |  | 10546.6412 | 0.33642 | 0.26924 | 9031.3344 | 0.28809 | 0.23056 |  | 5861.2022
4 | 18 | 16 | 530 | 175 | 33.3 | 6.7 | 435.372 | 40.463 | 3444.752 | 3306.92 |  | 5214.8129 | 0.31923 | 0.20432 | 4404.7343 | 0.26964 | 0.17258 |  | 3615.3781
4 | 18 | 17 | 205 | 136 | 32.8 | 7.7 | 174.336 | 35.125 | 1357.784 | 1274.566 |  | 702.7893 | 0.17956 | 0.063579 | 606.0571 | 0.15485 | 0.054828 |  | 1335.232
4 | 18 | 18 | 106 | 37 | 31.1 | 8.2 | 29.665 | 30.945 | 249.814 | 189.558 |  | 0 | 0 | 0 | 0 | 0 | 0 |  | 171.046
4 | 18 | 19 | 0 | 0 | 29.4 | 9.3 | 0 | 29.4 | 0 | 0 |  | 0 | 0 |  | 0 | 0 |  |  | 0
4 | 18 | 20 | 0 | 0 | 28.3 | 4.6 | 0 | 28.3 | 0 | 0 |  | 0 | 0 |  | 0 | 0 |  |  | 0
4 | 18 | 21 | 0 | 0 | 26.7 | 5.2 | 0 | 26.7 | 0 | 0 |  | 0 | 0 |  | 0 | 0 |  |  | 0
4 | 18 | 22 | 0 | 0 | 26.1 | 3.1 | 0 | 26.1 | 0 | 0 |  | 0 | 0 |  | 0 | 0 |  |  | 0
4 | 18 | 23 | 0 | 0 | 25 | 2.1 | 0 | 25 | 0 | 0 |  | 0 | 0 |  | 0 | 0 |  |  | 0
4 | 19 | 0 | 0 | 0 | 23.9 | 2.6 | 0 | 23.9 | 0 | 0 |  | 0 | 0 |  | 0 | 0 |  |  | 0
4 | 19 | 1 | 0 | 0 | 21.1 | 3.1 | 0 | 21.1 | 0 | 0 |  | 0 | 0 |  | 0 | 0 |  |  | 0
4 | 19 | 2 | 0 | 0 | 21.1 | 2.1 | 0 | 21.1 | 0 | 0 |  | 0 | 0 |  | 0 | 0 |  |  | 0
4 | 19 | 3 | 0 | 0 | 20 | 2.6 | 0 | 20 | 0 | 0 |  | 0 | 0 |  | 0 | 0 |  |  | 0
4 | 19 | 4 | 0 | 0 | 17.8 | 4.1 | 0 | 17.8 | 0 | 0 |  | 0 | 0 |  | 0 | 0 |  |  | 0
4 | 19 | 5 | 0 | 0 | 17.2 | 2.6 | 0 | 17.2 | 0 | 0 |  | 0 | 0 |  | 0 | 0 |  |  | 0
4 | 19 | 6 | 184 | 38 | 17.2 | 4.1 | 33.196 | 16.436 | 272.573 | 211.887 |  | 0 | 0 | 0 | 0 | 0 | 0 |  | 0
4 | 19 | 7 | 566 | 79 | 20.6 | 4.1 | 233.573 | 24.34 | 1773.568 | 1680.654 |  | 0 | 0 | 0 | 0 | 0 | 0 |  | 663.2258
4 | 19 | 8 | 732 | 114 | 23.3 | 1.5 | 495.629 | 36.454 | 3968.638 | 3814.765 |  | 3613.2868 | 0.24285 | 0.17318 | 3107.0954 | 0.20883 | 0.14892 |  | 2760.5319
4 | 19 | 9 | 826 | 140 | 25 | 2.1 | 743.348 | 43.938 | 5926.996 | 5704.877 |  | 8476.3482 | 0.32202 | 0.25173 | 7157.5764 | 0.27192 | 0.21257 |  | 4924.1454
4 | 19 | 10 | 871 | 158 | 26.7 | 3.6 | 932.83 | 47.301 | 7385.426 | 7103.991 |  | 12115.158 | 0.33733 | 0.27403 | 10407.0862 | 0.28977 | 0.2354 |  | 6636.4986
4 | 19 | 11 | 893 | 167 | 27.8 | 4.1 | 1049.253 | 50.221 | 8225.041 | 7906.17 |  | 14623.0712 | 0.34265 | 0.28425 | 12716.3938 | 0.29797 | 0.24719 |  | 7781.5479
4 | 19 | 12 | 903 | 171 | 28.3 | 6.7 | 1091.137 | 46.475 | 8677.851 | 8337.793 |  | 15807.4464 | 0.34265 | 0.28684 | 13763.1729 | 0.29834 | 0.24974 |  | 8353.2419
4 | 19 | 13 | 855 | 179 | 28.9 | 6.2 | 1018.481 | 46.768 | 8089.281 | 7776.626 |  | 14912.2487 | 0.34264 | 0.28179 | 12981.3588 | 0.29827 | 0.24531 |  | 7998.5169
4 | 19 | 14 | 241 | 415 | 28.9 | 7.7 | 616.023 | 38.388 | 5045.964 | 4856.166 |  | 3900.6956 | 0.34257 | 0.11758 | 3391.3802 | 0.29784 | 0.10223 |  | 4548.8123
4 | 19 | 15 | 214 | 375 | 28.9 | 7.2 | 512.177 | 36.771 | 4210.538 | 4048.943 |  | 2905.6493 | 0.33631 | 0.10257 | 2487.5198 | 0.28792 | 0.087814 |  | 3832.9901
4 | 19 | 16 | 590 | 166 | 29.4 | 6.2 | 455.021 | 36.95 | 3639.65 | 3495.959 |  | 5786.6898 | 0.319 | 0.21548 | 4887.0966 | 0.26941 | 0.18198 |  | 3829.7664
4 | 19 | 17 | 297 | 109 | 28.3 | 5.7 | 174.528 | 31.091 | 1338.697 | 1255.91 |  | 993.6028 | 0.17585 | 0.087366 | 856.326 | 0.15155 | 0.075296 |  | 1413.679
4 | 19 | 18 | 166 | 34 | 26.7 | 8.8 | 26.378 | 26.421 | 225.722 | 165.918 |  | 0 | 0 | 0 | 0 | 0 | 0 |  | 187.2975
4 | 19 | 19 | 0 | 0 | 23.9 | 6.2 | 0 | 23.9 | 0 | 0 |  | 0 | 0 |  | 0 | 0 |  |  | 0
4 | 19 | 20 | 0 | 0 | 22.8 | 5.2 | 0 | 22.8 | 0 | 0 |  | 0 | 0 |  | 0 | 0 |  |  | 0
4 | 19 | 21 | 0 | 0 | 21.7 | 5.2 | 0 | 21.7 | 0 | 0 |  | 0 | 0 |  | 0 | 0 |  |  | 0
4 | 19 | 22 | 0 | 0 | 20 | 5.7 | 0 | 20 | 0 | 0 |  | 0 | 0 |  | 0 | 0 |  |  | 0
4 | 19 | 23 | 0 | 0 | 18.9 | 3.6 | 0 | 18.9 | 0 | 0 |  | 0 | 0 |  | 0 | 0 |  |  | 0
4 | 20 | 0 | 0 | 0 | 17.8 | 3.1 | 0 | 17.8 | 0 | 0 |  | 0 | 0 |  | 0 | 0 |  |  | 0
4 | 20 | 1 | 0 | 0 | 16.7 | 3.1 | 0 | 16.7 | 0 | 0 |  | 0 | 0 |  | 0 | 0 |  |  | 0
4 | 20 | 2 | 0 | 0 | 16.1 | 4.6 | 0 | 16.1 | 0 | 0 |  | 0 | 0 |  | 0 | 0 |  |  | 0
4 | 20 | 3 | 0 | 0 | 16.1 | 5.2 | 0 | 16.1 | 0 | 0 |  | 0 | 0 |  | 0 | 0 |  |  | 0
4 | 20 | 4 | 0 | 0 | 15.6 | 5.2 | 0 | 15.6 | 0 | 0 |  | 0 | 0 |  | 0 | 0 |  |  | 0
4 | 20 | 5 | 1 | 1 | 14.4 | 3.1 | 0.917 | 12.766 | 8.226 | 0 |  | 0 | 0 | 0 | 0 | 0 | 0 |  | 0
4 | 20 | 6 | 271 | 35 | 16.1 | 2.6 | 33.178 | 15.157 | 261.732 | 201.252 |  | 0 | 0 | 0 | 0 | 0 | 0 |  | 0
4 | 20 | 7 | 636 | 70 | 18.9 | 3.1 | 244.185 | 23.215 | 1842.964 | 1748.374 |  | 0 | 0 | 0 | 0 | 0 | 0 |  | 679.1033
4 | 20 | 8 | 788 | 100 | 21.1 | 2.1 | 510.475 | 33.542 | 4125.236 | 3966.387 |  | 3905.423 | 0.24362 | 0.18352 | 3357.5012 | 0.20944 | 0.15777 |  | 2838.6254
4 | 20 | 9 | 865 | 122 | 23.3 | 3.1 | 752.798 | 40.466 | 6078.927 | 5850.967 |  | 8875.6437 | 0.32202 | 0.2613 | 7494.7834 | 0.27192 | 0.22064 |  | 4995.9019
4 | 20 | 10 | 908 | 137 | 25 | 3.6 | 935.197 | 45.715 | 7448.256 | 7164.103 |  | 12621.9215 | 0.3373 | 0.28292 | 10841.2923 | 0.28972 | 0.24301 |  | 6730.7686
4 | 20 | 11 | 940 | 146 | 26.1 | 5.2 | 1061.544 | 46.471 | 8441.054 | 8112.163 |  | 15379.1006 | 0.34264 | 0.29266 | 13373.3376 | 0.29796 | 0.25449 |  | 7985.9722
4 | 20 | 12 | 941 | 149 | 27.8 | 5.2 | 1093.484 | 48.956 | 8614.804 | 8277.737 |  | 16453.8782 | 0.34265 | 0.29465 | 14324.9994 | 0.29832 | 0.25653 |  | 8501.1971
4 | 20 | 13 | 937 | 146 | 28.9 | 7.2 | 1051.808 | 45.728 | 8386.673 | 8060.319 |  | 16319.8582 | 0.34263 | 0.29514 | 14206.225 | 0.29826 | 0.25691 |  | 8420.2345
4 | 20 | 14 | 920 | 136 | 29.4 | 5.2 | 931.563 | 47.543 | 7365.882 | 7085.291 |  | 14865.7378 | 0.34255 | 0.29415 | 12924.889 | 0.29783 | 0.25575 |  | 7685.5192
4 | 20 | 15 | 881 | 120 | 28.9 | 4.1 | 744.075 | 45.117 | 5897.193 | 5676.211 |  | 11934.8288 | 0.3362 | 0.28553 | 10214.8048 | 0.28775 | 0.24438 |  | 6312.1775
4 | 20 | 16 | 795 | 97 | 29.4 | 4.1 | 490.985 | 40.056 | 3852.689 | 3702.448 |  | 7772.5237 | 0.31876 | 0.26369 | 6563.1341 | 0.26916 | 0.22266 |  | 4328.3334
4 | 20 | 17 | 623 | 67 | 29.4 | 6.2 | 219.912 | 32.881 | 1566.934 | 1478.912 |  | 2033.9064 | 0.1722 | 0.13269 | 1751.7378 | 0.14831 | 0.11428 |  | 2010.1967
4 | 20 | 18 | 226 | 32 | 27.8 | 6.7 | 24.89 | 27.543 | 212.151 | 152.602 |  | 0 | 0 | 0 | 0 | 0 | 0 |  | 206.1389
4 | 20 | 19 | 0 | 0 | 25 | 4.6 | 0 | 25 | 0 | 0 |  | 0 | 0 |  | 0 | 0 |  |  | 0
4 | 20 | 20 | 0 | 0 | 23.3 | 4.1 | 0 | 23.3 | 0 | 0 |  | 0 | 0 |  | 0 | 0 |  |  | 0
4 | 20 | 21 | 0 | 0 | 22.2 | 4.1 | 0 | 22.2 | 0 | 0 |  | 0 | 0 |  | 0 | 0 |  |  | 0
4 | 20 | 22 | 0 | 0 | 20.6 | 3.6 | 0 | 20.6 | 0 | 0 |  | 0 | 0 |  | 0 | 0 |  |  | 0
4 | 20 | 23 | 0 | 0 | 21.7 | 2.6 | 0 | 21.7 | 0 | 0 |  | 0 | 0 |  | 0 | 0 |  |  | 0
4 | 21 | 0 | 0 | 0 | 20 | 2.6 | 0 | 20 | 0 | 0 |  | 0 | 0 |  | 0 | 0 |  |  | 0
4 | 21 | 1 | 0 | 0 | 16.7 | 3.1 | 0 | 16.7 | 0 | 0 |  | 0 | 0 |  | 0 | 0 |  |  | 0
4 | 21 | 2 | 0 | 0 | 15 | 1.5 | 0 | 15 | 0 | 0 |  | 0 | 0 |  | 0 | 0 |  |  | 0
4 | 21 | 3 | 0 | 0 | 14.4 | 3.1 | 0 | 14.4 | 0 | 0 |  | 0 | 0 |  | 0 | 0 |  |  | 0
4 | 21 | 4 | 0 | 0 | 13.9 | 3.6 | 0 | 13.9 | 0 | 0 |  | 0 | 0 |  | 0 | 0 |  |  | 0
4 | 21 | 5 | 17 | 2 | 13.3 | 4.1 | 1.834 | 11.832 | 16.503 | 0 |  | 0 | 0 | 0 | 0 | 0 | 0 |  | 0
4 | 21 | 6 | 503 | 23 | 14.4 | 4.1 | 30.032 | 13.522 | 203.282 | 143.899 |  | 0 | 0 | 0 | 0 | 0 | 0 |  | 0
4 | 21 | 7 | 800 | 42 | 17.8 | 5.2 | 263.973 | 21.636 | 1955.668 | 1858.322 |  | 0 | 0 | 0 | 0 | 0 | 0 |  | 685.5932
4 | 21 | 8 | 921 | 60 | 20 | 4.1 | 536.822 | 30.703 | 4366.87 | 4200.178 |  | 4580.7337 | 0.24429 | 0.20915 | 3937.2198 | 0.20997 | 0.17977 |  | 2980.5158
4 | 21 | 9 | 988 | 74 | 23.3 | 4.1 | 787.229 | 39.748 | 6369.448 | 6130.101 |  | 10135.8462 | 0.32201 | 0.28663 | 8558.9968 | 0.27191 | 0.24204 |  | 5279.7435
4 | 21 | 10 | 1012 | 83 | 25.6 | 3.6 | 970.187 | 47.104 | 7685.444 | 7390.908 |  | 14058.0282 | 0.33728 | 0.30536 | 12073.4615 | 0.28966 | 0.26225 |  | 7034.2537
4 | 21 | 11 | 1027 | 89 | 27.8 | 3.1 | 1087.04 | 53.175 | 8424.265 | 8096.158 |  | 16786.9638 | 0.34264 | 0.31281 | 14597.0615 | 0.29794 | 0.272 |  | 8247.2037
4 | 21 | 12 | 1031 | 91 | 29.4 | 3.1 | 1123.501 | 55.735 | 8621.952 | 8284.547 |  | 18006.4812 | 0.34265 | 0.31409 | 15675.7757 | 0.29829 | 0.27344 |  | 8822.0156
4 | 21 | 13 | 1034 | 88 | 30 | 2.6 | 1084.745 | 56.92 | 8283.693 | 7962.118 |  | 17984.086 | 0.34263 | 0.31491 | 15654.7245 | 0.29825 | 0.27412 |  | 8792.0016
4 | 21 | 14 | 1016 | 83 | 31.1 | 4.1 | 958.409 | 51.886 | 7451.835 | 7167.527 |  | 16389.2274 | 0.34253 | 0.31394 | 14249.7788 | 0.29782 | 0.27296 |  | 8026.5018
4 | 21 | 15 | 962 | 78 | 31.7 | 2.1 | 752.362 | 51.943 | 5805.043 | 5587.556 |  | 13002.3265 | 0.33609 | 0.30392 | 11125.7863 | 0.28758 | 0.26005 |  | 6527.9976
4 | 21 | 16 | 723 | 134 | 31.1 | 2.6 | 490.389 | 43.564 | 3810.309 | 3661.383 |  | 7046.1676 | 0.31852 | 0.24167 | 5948.6632 | 0.26891 | 0.20402 |  | 4223.7896
4 | 21 | 17 | 560 | 98 | 30.6 | 3.1 | 232.55 | 35.914 | 1681.006 | 1590.301 |  | 1784.2065 | 0.16863 | 0.11346 | 1535.5761 | 0.14513 | 0.09765 |  | 2021.0064
4 | 21 | 18 | 90 | 46 | 30 | 2.6 | 36.851 | 30.192 | 311.155 | 249.738 |  | 0 | 0 | 0 | 0 | 0 | 0 |  | 188.5935
4 | 21 | 19 | 0 | 0 | 28.3 | 1.5 | 0 | 28.3 | 0 | 0 |  | 0 | 0 |  | 0 | 0 |  |  | 0
4 | 21 | 20 | 0 | 0 | 25.6 | 1.5 | 0 | 25.6 | 0 | 0 |  | 0 | 0 |  | 0 | 0 |  |  | 0
4 | 21 | 21 | 0 | 0 | 23.9 | 2.1 | 0 | 23.9 | 0 | 0 |  | 0 | 0 |  | 0 | 0 |  |  | 0
4 | 21 | 22 | 0 | 0 | 21.1 | 1 | 0 | 21.1 | 0 | 0 |  | 0 | 0 |  | 0 | 0 |  |  | 0
4 | 21 | 23 | 0 | 0 | 20.6 | 3.1 | 0 | 20.6 | 0 | 0 |  | 0 | 0 |  | 0 | 0 |  |  | 0
4 | 22 | 0 | 0 | 0 | 18.3 | 2.6 | 0 | 18.3 | 0 | 0 |  | 0 | 0 |  | 0 | 0 |  |  | 0
4 | 22 | 1 | 0 | 0 | 18.3 | 2.6 | 0 | 18.3 | 0 | 0 |  | 0 | 0 |  | 0 | 0 |  |  | 0
4 | 22 | 2 | 0 | 0 | 17.2 | 0 | 0 | 17.2 | 0 | 0 |  | 0 | 0 |  | 0 | 0 |  |  | 0
4 | 22 | 3 | 0 | 0 | 17.2 | 2.1 | 0 | 17.2 | 0 | 0 |  | 0 | 0 |  | 0 | 0 |  |  | 0
4 | 22 | 4 | 0 | 0 | 16.7 | 2.1 | 0 | 16.7 | 0 | 0 |  | 0 | 0 |  | 0 | 0 |  |  | 0
4 | 22 | 5 | 0 | 2 | 16.7 | 3.1 | 1.834 | 15.167 | 16.319 | 0 |  | 0 | 0 | 0 | 0 | 0 | 0 |  | 0
4 | 22 | 6 | 116 | 48 | 17.2 | 2.6 | 41.135 | 16.489 | 348.727 | 286.591 |  | 0 | 0 | 0 | 0 | 0 | 0 |  | 0
4 | 22 | 7 | 229 | 145 | 19.4 | 2.6 | 196.655 | 22.789 | 1607.157 | 1518.194 |  | 0 | 0 | 0 | 0 | 0 | 0 |  | 700.2815
4 | 22 | 8 | 348 | 227 | 21.1 | 3.6 | 397.158 | 29.032 | 3307.46 | 3173.677 |  | 1736.0999 | 0.24487 | 0.091338 | 1491.9254 | 0.21043 | 0.078492 |  | 2348.4908
4 | 22 | 9 | 473 | 281 | 26.7 | 2.6 | 624.761 | 41.46 | 5038.97 | 4849.418 |  | 4851.187 | 0.32199 | 0.16269 | 4096.5291 | 0.2719 | 0.13738 |  | 4126.9151
4 | 22 | 10 | 612 | 315 | 28.9 | 3.6 | 861.345 | 47.713 | 6811 | 6553.792 |  | 8495.2363 | 0.33725 | 0.20359 | 7295.0976 | 0.28961 | 0.17483 |  | 6011.5472
4 | 22 | 11 | 453 | 369 | 31.1 | 3.1 | 826.523 | 50.509 | 6472.39 | 6228.938 |  | 7397.4427 | 0.34263 | 0.18059 | 6432.2145 | 0.29793 | 0.15703 |  | 5836.0996
4 | 22 | 12 | 487 | 379 | 32.8 | 5.2 | 886.238 | 49.797 | 6959.769 | 6696.396 |  | 8495.2915 | 0.34264 | 0.19009 | 7395.332 | 0.29828 | 0.16548 |  | 6407.4521
4 | 22 | 13 | 448 | 436 | 33.9 | 4.1 | 873.638 | 52.583 | 6786.627 | 6530.424 |  | 7780.887 | 0.34262 | 0.17063 | 6773.1609 | 0.29825 | 0.14853 |  | 6462.4186
4 | 22 | 14 | 562 | 290 | 34.4 | 4.6 | 783.623 | 50.606 | 6126.791 | 5896.975 |  | 9050.2465 | 0.34251 | 0.2173 | 7869.0498 | 0.29781 | 0.18894 |  | 6062.273
4 | 22 | 15 | 178 | 397 | 33.9 | 3.1 | 505.737 | 46.064 | 4018.146 | 3862.709 |  | 2400.3115 | 0.33597 | 0.085765 | 2053.4231 | 0.28741 | 0.073371 |  | 3745.6732
4 | 22 | 16 | 7 | 236 | 33.3 | 2.6 | 216.335 | 38.667 | 1770.166 | 1677.333 |  | 68.0044 | 0.31828 | 0.0053956 | 57.3997 | 0.26864 | 0.0045542 |  | 1561.8606
4 | 22 | 17 | 31 | 102 | 33.3 | 1.5 | 98.863 | 35.477 | 805.567 | 734.316 |  | 96.4022 | 0.16515 | 0.016233 | 82.9049 | 0.14203 | 0.01396 |  | 675.78
4 | 22 | 18 | 9 | 32 | 32.2 | 0 | 27.72 | 32.144 | 232.432 | 172.503 |  | 0 | 0 | 0 | 0 | 0 | 0 |  | 106.6373
4 | 22 | 19 | 0 | 0 | 30.6 | 3.1 | 0 | 30.6 | 0 | 0 |  | 0 | 0 |  | 0 | 0 |  |  | 0
4 | 22 | 20 | 0 | 0 | 30 | 3.6 | 0 | 30 | 0 | 0 |  | 0 | 0 |  | 0 | 0 |  |  | 0
4 | 22 | 21 | 0 | 0 | 28.9 | 1.5 | 0 | 28.9 | 0 | 0 |  | 0 | 0 |  | 0 | 0 |  |  | 0
4 | 22 | 22 | 0 | 0 | 26.1 | 3.1 | 0 | 26.1 | 0 | 0 |  | 0 | 0 |  | 0 | 0 |  |  | 0
4 | 22 | 23 | 0 | 0 | 25 | 2.1 | 0 | 25 | 0 | 0 |  | 0 | 0 |  | 0 | 0 |  |  | 0
4 | 23 | 0 | 0 | 0 | 24.4 | 2.6 | 0 | 24.4 | 0 | 0 |  | 0 | 0 |  | 0 | 0 |  |  | 0
4 | 23 | 1 | 0 | 0 | 23.3 | 0 | 0 | 23.3 | 0 | 0 |  | 0 | 0 |  | 0 | 0 |  |  | 0
4 | 23 | 2 | 0 | 0 | 23.3 | 1.5 | 0 | 23.3 | 0 | 0 |  | 0 | 0 |  | 0 | 0 |  |  | 0
4 | 23 | 3 | 0 | 0 | 22.8 | 5.2 | 0 | 22.8 | 0 | 0 |  | 0 | 0 |  | 0 | 0 |  |  | 0
4 | 23 | 4 | 0 | 0 | 22.2 | 6.2 | 0 | 22.2 | 0 | 0 |  | 0 | 0 |  | 0 | 0 |  |  | 0
4 | 23 | 5 | 0 | 0 | 21.7 | 3.6 | 0 | 21.7 | 0 | 0 |  | 0 | 0 |  | 0 | 0 |  |  | 0
4 | 23 | 6 | 125 | 45 | 22.8 | 0 | 39.182 | 21.064 | 324.435 | 262.764 |  | 0 | 0 | 0 | 0 | 0 | 0 |  | 0
4 | 23 | 7 | 155 | 134 | 24.4 | 2.1 | 164.412 | 27.238 | 1338.186 | 1255.41 |  | 0 | 0 | 0 | 0 | 0 | 0 |  | 611.5846
4 | 23 | 8 | 216 | 203 | 28.9 | 4.1 | 306.758 | 34.583 | 2513.195 | 2401.575 |  | 1080.336 | 0.24536 | 0.071733 | 928.2412 | 0.21081 | 0.061634 |  | 1829.5552
4 | 23 | 9 | 376 | 343 | 31.7 | 6.7 | 607.251 | 41.203 | 4906.689 | 4721.758 |  | 3854.9897 | 0.32197 | 0.12858 | 3255.3518 | 0.27189 | 0.10858 |  | 4059.264
4 | 23 | 10 | 795 | 181 | 33.3 | 3.6 | 885.832 | 52.514 | 6874.621 | 6614.787 |  | 11026.7494 | 0.33722 | 0.26129 | 9467.7765 | 0.28955 | 0.22435 |  | 6288.4083
4 | 23 | 11 | 513 | 452 | 34.4 | 8.8 | 961.693 | 47.894 | 7606.567 | 7315.505 |  | 8368.8535 | 0.34263 | 0.17379 | 7276.6588 | 0.29791 | 0.15111 |  | 6833.0773
4 | 23 | 12 | 541 | 375 | 35 | 6.2 | 934.557 | 51.365 | 7295.065 | 7017.517 |  | 9425.7109 | 0.34263 | 0.19971 | 8205.0084 | 0.29826 | 0.17385 |  | 6805.19
4 | 23 | 13 | 83 | 463 | 34.4 | 7.7 | 527.398 | 42.574 | 4256.375 | 4093.295 |  | 1439.4796 | 0.34262 | 0.050492 | 1253.0937 | 0.29826 | 0.043954 |  | 3749.902
4 | 23 | 14 | 34 | 471 | 35.6 | 7.2 | 467.402 | 42.811 | 3768.546 | 3620.91 |  | 546.5831 | 0.34249 | 0.020764 | 475.2618 | 0.2978 | 0.018055 |  | 3393.138
4 | 23 | 15 | 1 | 354 | 35 | 4.1 | 325.39 | 41.748 | 2634.252 | 2519.394 |  | 13.4538 | 0.33584 | 0.00072235 | 11.507 | 0.28725 | 0.00061783 |  | 2356.3804
4 | 23 | 16 | 1 | 255 | 35 | 8.8 | 230.644 | 37.861 | 1894.063 | 1798.229 |  | 9.6843 | 0.31803 | 0.00072174 | 8.1722 | 0.26837 | 0.00060905 |  | 1656.7054
4 | 23 | 17 | 1 | 98 | 33.9 | 8.2 | 87.141 | 34.695 | 723.548 | 653.986 |  | 3.0358 | 0.16176 | 0.0005879 | 2.6086 | 0.139 | 0.00050518 |  | 574.5968
4 | 23 | 18 | 22 | 36 | 31.7 | 5.7 | 30.736 | 31.46 | 258.357 | 197.94 |  | 0 | 0 | 0 | 0 | 0 | 0 |  | 124.3924
4 | 23 | 19 | 0 | 0 | 31.7 | 5.7 | 0 | 31.7 | 0 | 0 |  | 0 | 0 |  | 0 | 0 |  |  | 0
4 | 23 | 20 | 0 | 0 | 31.1 | 7.2 | 0 | 31.1 | 0 | 0 |  | 0 | 0 |  | 0 | 0 |  |  | 0
4 | 23 | 21 | 0 | 0 | 30.6 | 3.6 | 0 | 30.6 | 0 | 0 |  | 0 | 0 |  | 0 | 0 |  |  | 0
4 | 23 | 22 | 0 | 0 | 29.4 | 6.2 | 0 | 29.4 | 0 | 0 |  | 0 | 0 |  | 0 | 0 |  |  | 0
4 | 23 | 23 | 0 | 0 | 28.3 | 5.7 | 0 | 28.3 | 0 | 0 |  | 0 | 0 |  | 0 | 0 |  |  | 0
4 | 24 | 0 | 0 | 0 | 28.3 | 5.2 | 0 | 28.3 | 0 | 0 |  | 0 | 0 |  | 0 | 0 |  |  | 0
4 | 24 | 1 | 0 | 0 | 26.1 | 3.1 | 0 | 26.1 | 0 | 0 |  | 0 | 0 |  | 0 | 0 |  |  | 0
4 | 24 | 2 | 0 | 0 | 24.4 | 4.6 | 0 | 24.4 | 0 | 0 |  | 0 | 0 |  | 0 | 0 |  |  | 0
4 | 24 | 3 | 0 | 0 | 23.3 | 3.1 | 0 | 23.3 | 0 | 0 |  | 0 | 0 |  | 0 | 0 |  |  | 0
4 | 24 | 4 | 0 | 0 | 23.3 | 0 | 0 | 23.3 | 0 | 0 |  | 0 | 0 |  | 0 | 0 |  |  | 0
4 | 24 | 5 | 0 | 0 | 22.8 | 2.6 | 0 | 22.8 | 0 | 0 |  | 0 | 0 |  | 0 | 0 |  |  | 0
4 | 24 | 6 | 206 | 55 | 23.9 | 3.6 | 48.516 | 23.598 | 390.236 | 327.301 |  | 0 | 0 | 0 | 0 | 0 | 0 |  | 0
4 | 24 | 7 | 116 | 128 | 26.1 | 5.2 | 148.339 | 27.898 | 1214.526 | 1134.513 |  | 0 | 0 | 0 | 0 | 0 | 0 |  | 564.4411
4 | 24 | 8 | 686 | 127 | 28.3 | 6.2 | 483.923 | 35.877 | 3888.136 | 3736.79 |  | 3438.2004 | 0.24575 | 0.16644 | 2953.7596 | 0.21113 | 0.14298 |  | 2716.5221
4 | 24 | 9 | 828 | 132 | 29.4 | 7.7 | 734.308 | 40.182 | 5936.274 | 5713.802 |  | 8485.5335 | 0.32194 | 0.25492 | 7165.7556 | 0.27187 | 0.21527 |  | 4876.7534
4 | 24 | 10 | 887 | 130 | 30.6 | 8.2 | 906.678 | 43.712 | 7275.233 | 6998.533 |  | 12292.4051 | 0.33719 | 0.28402 | 10553.0735 | 0.28948 | 0.24383 |  | 6533.3849
4 | 24 | 11 | 354 | 437 | 31.1 | 7.2 | 786.427 | 43.616 | 6321.683 | 6084.227 |  | 5769.0057 | 0.34262 | 0.14502 | 5015.9824 | 0.2979 | 0.12609 |  | 5547.6483
4 | 24 | 12 | 42 | 463 | 30.6 | 7.7 | 490.777 | 38.006 | 4028.515 | 3872.749 |  | 730.8409 | 0.34263 | 0.027641 | 636.1808 | 0.29825 | 0.024061 |  | 3426.6741
4 | 24 | 13 | 623 | 292 | 31.7 | 9.3 | 906.995 | 43.645 | 7289.112 | 7011.818 |  | 10789.1082 | 0.34261 | 0.23044 | 9392.6523 | 0.29827 | 0.20061 |  | 6872.7035
4 | 24 | 14 | 319 | 380 | 31.7 | 6.2 | 652.944 | 43.163 | 5253.283 | 5056.118 |  | 5119.3611 | 0.34246 | 0.14669 | 4451.5307 | 0.29779 | 0.12756 |  | 4870.7838
4 | 24 | 15 | 253 | 304 | 32.2 | 6.7 | 473.773 | 39.913 | 3846.156 | 3696.117 |  | 3395.9758 | 0.33572 | 0.13024 | 2903.9779 | 0.28708 | 0.11137 |  | 3588.9822
4 | 24 | 16 | 383 | 174 | 32.2 | 5.7 | 357.16 | 38.395 | 2854.446 | 2733.568 |  | 3697.4916 | 0.31778 | 0.17802 | 3119.3028 | 0.26809 | 0.15018 |  | 2889.9989
4 | 24 | 17 | 608 | 63 | 31.7 | 4.6 | 208.838 | 35.537 | 1464.306 | 1378.66 |  | 1802.3165 | 0.15847 | 0.12277 | 1547.4109 | 0.13606 | 0.1054 |  | 1918.9613
4 | 24 | 18 | 152 | 34 | 30.6 | 3.6 | 26.24 | 30.452 | 221.354 | 161.633 |  | 0 | 0 | 0 | 0 | 0 | 0 |  | 172.8566
4 | 24 | 19 | 0 | 0 | 29.4 | 3.1 | 0 | 29.4 | 0 | 0 |  | 0 | 0 |  | 0 | 0 |  |  | 0
4 | 24 | 20 | 0 | 0 | 27.8 | 5.2 | 0 | 27.8 | 0 | 0 |  | 0 | 0 |  | 0 | 0 |  |  | 0
4 | 24 | 21 | 0 | 0 | 26.1 | 3.6 | 0 | 26.1 | 0 | 0 |  | 0 | 0 |  | 0 | 0 |  |  | 0
4 | 24 | 22 | 0 | 0 | 24.4 | 4.1 | 0 | 24.4 | 0 | 0 |  | 0 | 0 |  | 0 | 0 |  |  | 0
4 | 24 | 23 | 0 | 0 | 24.4 | 3.6 | 0 | 24.4 | 0 | 0 |  | 0 | 0 |  | 0 | 0 |  |  | 0
4 | 25 | 0 | 0 | 0 | 23.9 | 2.6 | 0 | 23.9 | 0 | 0 |  | 0 | 0 |  | 0 | 0 |  |  | 0
4 | 25 | 1 | 0 | 0 | 24.4 | 4.6 | 0 | 24.4 | 0 | 0 |  | 0 | 0 |  | 0 | 0 |  |  | 0
4 | 25 | 2 | 0 | 0 | 25 | 5.7 | 0 | 25 | 0 | 0 |  | 0 | 0 |  | 0 | 0 |  |  | 0
4 | 25 | 3 | 0 | 0 | 24.4 | 4.1 | 0 | 24.4 | 0 | 0 |  | 0 | 0 |  | 0 | 0 |  |  | 0
4 | 25 | 4 | 0 | 0 | 23.9 | 4.1 | 0 | 23.9 | 0 | 0 |  | 0 | 0 |  | 0 | 0 |  |  | 0
4 | 25 | 5 | 1 | 2 | 20.6 | 2.1 | 1.834 | 18.847 | 16.115 | 0 |  | 0 | 0 | 0 | 0 | 0 | 0 |  | 0
4 | 25 | 6 | 194 | 46 | 22.8 | 2.1 | 40.557 | 22.167 | 323.85 | 262.19 |  | 0 | 0 | 0 | 0 | 0 | 0 |  | 0
4 | 25 | 7 | 522 | 92 | 25 | 1.5 | 234.139 | 30.126 | 1762.27 | 1669.627 |  | 0 | 0 | 0 | 0 | 0 | 0 |  | 703.5225
4 | 25 | 8 | 685 | 132 | 28.9 | 4.6 | 487.963 | 38.097 | 3890.026 | 3738.62 |  | 3438.7008 | 0.24606 | 0.16449 | 2953.881 | 0.21137 | 0.1413 |  | 2744.5324
4 | 25 | 9 | 765 | 169 | 29.4 | 4.1 | 727.179 | 44.447 | 5788.678 | 5571.809 |  | 7835.9002 | 0.32191 | 0.23592 | 6617.3063 | 0.27185 | 0.19923 |  | 4810.3768
4 | 25 | 10 | 802 | 190 | 30.6 | 3.6 | 898.562 | 50.362 | 7031.414 | 6765.044 |  | 11104.4583 | 0.33716 | 0.25878 | 9531.8677 | 0.28941 | 0.22213 |  | 6384.6178
4 | 25 | 11 | 817 | 202 | 31.7 | 3.1 | 1002.848 | 54.98 | 7717.418 | 7421.468 |  | 13300.0486 | 0.34261 | 0.2691 | 11563.7669 | 0.29789 | 0.23397 |  | 7412.0023
4 | 25 | 12 | 654 | 343 | 32.2 | 1 | 1010.014 | 63.406 | 7517.914 | 7230.731 |  | 11365.7485 | 0.34262 | 0.22207 | 9893.6537 | 0.29825 | 0.19331 |  | 7476.4627
4 | 25 | 13 | 727 | 273 | 33.9 | 5.2 | 986.38 | 53.031 | 7648.257 | 7355.362 |  | 12571.7704 | 0.34261 | 0.24638 | 10945.3837 | 0.29829 | 0.2145 |  | 7558.9987
4 | 25 | 14 | 732 | 238 | 33.9 | 3.6 | 875.926 | 53.626 | 6766.836 | 6511.446 |  | 11726.7936 | 0.34243 | 0.25089 | 10197.449 | 0.29777 | 0.21817 |  | 6936.0939
4 | 25 | 15 | 714 | 206 | 34.4 | 3.1 | 706.754 | 51.177 | 5478.542 | 5273.205 |  | 9561.8083 | 0.33559 | 0.24326 | 8174.9451 | 0.28691 | 0.20797 |  | 5791.8422
4 | 25 | 16 | 638 | 151 | 34.4 | 4.1 | 460.493 | 44.376 | 3571.844 | 3430.207 |  | 6140.1281 | 0.31754 | 0.22521 | 5178.4563 | 0.2678 | 0.18994 |  | 3906.8265
4 | 25 | 17 | 479 | 92 | 33.3 | 3.6 | 201.722 | 37.636 | 1450.111 | 1364.791 |  | 1386.9139 | 0.15528 | 0.10078 | 1189.7177 | 0.1332 | 0.086451 |  | 1753.2441
4 | 25 | 18 | 119 | 39 | 32.8 | 3.6 | 31.275 | 32.819 | 261.601 | 201.123 |  | 0 | 0 | 0 | 0 | 0 | 0 |  | 173.2787
4 | 25 | 19 | 0 | 0 | 31.7 | 2.6 | 0 | 31.7 | 0 | 0 |  | 0 | 0 |  | 0 | 0 |  |  | 0
4 | 25 | 20 | 0 | 0 | 29.4 | 1.5 | 0 | 29.4 | 0 | 0 |  | 0 | 0 |  | 0 | 0 |  |  | 0
4 | 25 | 21 | 0 | 0 | 28.3 | 2.1 | 0 | 28.3 | 0 | 0 |  | 0 | 0 |  | 0 | 0 |  |  | 0
4 | 25 | 22 | 0 | 0 | 27.8 | 2.6 | 0 | 27.8 | 0 | 0 |  | 0 | 0 |  | 0 | 0 |  |  | 0
4 | 25 | 23 | 0 | 0 | 25 | 3.6 | 0 | 25 | 0 | 0 |  | 0 | 0 |  | 0 | 0 |  |  | 0
4 | 26 | 0 | 0 | 0 | 25 | 2.1 | 0 | 25 | 0 | 0 |  | 0 | 0 |  | 0 | 0 |  |  | 0
4 | 26 | 1 | 0 | 0 | 24.4 | 2.1 | 0 | 24.4 | 0 | 0 |  | 0 | 0 |  | 0 | 0 |  |  | 0
4 | 26 | 2 | 0 | 0 | 22.8 | 3.6 | 0 | 22.8 | 0 | 0 |  | 0 | 0 |  | 0 | 0 |  |  | 0
4 | 26 | 3 | 0 | 0 | 21.7 | 3.6 | 0 | 21.7 | 0 | 0 |  | 0 | 0 |  | 0 | 0 |  |  | 0
4 | 26 | 4 | 0 | 0 | 21.7 | 3.6 | 0 | 21.7 | 0 | 0 |  | 0 | 0 |  | 0 | 0 |  |  | 0
4 | 26 | 5 | 8 | 3 | 21.1 | 4.1 | 2.752 | 19.748 | 24.098 | 0 |  | 0 | 0 | 0 | 0 | 0 | 0 |  | 0
4 | 26 | 6 | 330 | 41 | 22.8 | 3.6 | 40.507 | 22.294 | 301.939 | 240.696 |  | 0 | 0 | 0 | 0 | 0 | 0 |  | 0
4 | 26 | 7 | 491 | 122 | 25 | 5.2 | 250.268 | 28.709 | 1921.084 | 1824.588 |  | 0 | 0 | 0 | 0 | 0 | 0 |  | 799.5684
4 | 26 | 8 | 694 | 131 | 27.8 | 4.1 | 491.286 | 37.518 | 3924.079 | 3771.607 |  | 3487.843 | 0.24628 | 0.16577 | 2995.871 | 0.21154 | 0.14239 |  | 2764.9347
4 | 26 | 9 | 817 | 127 | 29.4 | 4.1 | 720.268 | 44.311 | 5733.389 | 5518.6 |  | 8363.6079 | 0.32188 | 0.25615 | 7063.1232 | 0.27183 | 0.21632 |  | 4786.781
4 | 26 | 10 | 679 | 307 | 31.7 | 4.1 | 907.256 | 50.797 | 7089.152 | 6820.354 |  | 9392.4701 | 0.33712 | 0.21357 | 8061.1332 | 0.28933 | 0.1833 |  | 6372.9095
4 | 26 | 11 | 888 | 156 | 32.8 | 2.6 | 1013.518 | 57.53 | 7721.538 | 7425.406 |  | 14439.8409 | 0.34261 | 0.28686 | 12554.5673 | 0.29788 | 0.24941 |  | 7624.5303
4 | 26 | 12 | 860 | 179 | 34.4 | 4.6 | 1045.79 | 55.898 | 8020.291 | 7710.771 |  | 14926.4414 | 0.34262 | 0.28183 | 12993.4586 | 0.29825 | 0.24533 |  | 8005.1721
4 | 26 | 13 | 799 | 227 | 35.6 | 3.1 | 1008.273 | 59.18 | 7631.184 | 7339.041 |  | 13796.4855 | 0.34261 | 0.26437 | 12012.6938 | 0.29831 | 0.23019 |  | 7810.3739
4 | 26 | 14 | 655 | 303 | 36.1 | 5.2 | 869.264 | 53.086 | 6730.418 | 6476.52 |  | 10474.8713 | 0.3424 | 0.22527 | 9109.2145 | 0.29776 | 0.1959 |  | 6799.2491
4 | 26 | 15 | 733 | 192 | 36.7 | 5.7 | 705.144 | 49.733 | 5494.824 | 5288.891 |  | 9793.6629 | 0.33546 | 0.24936 | 8371.6386 | 0.28675 | 0.21316 |  | 5807.3737
4 | 26 | 16 | 481 | 217 | 36.1 | 3.6 | 441.696 | 46.151 | 3427.132 | 3289.823 |  | 4614.8919 | 0.31729 | 0.17792 | 3890.8664 | 0.26751 | 0.15001 |  | 3607.1904
4 | 26 | 17 | 371 | 127 | 35 | 4.1 | 206.235 | 39.218 | 1524.889 | 1437.844 |  | 1049.6197 | 0.1522 | 0.077384 | 899.5725 | 0.13044 | 0.066322 |  | 1678.1151
4 | 26 | 18 | 90 | 54 | 33.9 | 4.1 | 42.507 | 34.186 | 353.808 | 291.575 |  | 0 | 0 | 0 | 0 | 0 | 0 |  | 207.0054
4 | 26 | 19 | 0 | 1 | 33.3 | 2.6 | 0.917 | 32.216 | 7.689 | 0 |  | 0 | 0 | 0 | 0 | 0 | 0 |  | 0
4 | 26 | 20 | 0 | 0 | 30 | 3.1 | 0 | 30 | 0 | 0 |  | 0 | 0 |  | 0 | 0 |  |  | 0
4 | 26 | 21 | 0 | 0 | 28.3 | 2.1 | 0 | 28.3 | 0 | 0 |  | 0 | 0 |  | 0 | 0 |  |  | 0
4 | 26 | 22 | 0 | 0 | 27.8 | 3.6 | 0 | 27.8 | 0 | 0 |  | 0 | 0 |  | 0 | 0 |  |  | 0
4 | 26 | 23 | 0 | 0 | 27.8 | 2.6 | 0 | 27.8 | 0 | 0 |  | 0 | 0 |  | 0 | 0 |  |  | 0
4 | 27 | 0 | 0 | 0 | 27.8 | 3.1 | 0 | 27.8 | 0 | 0 |  | 0 | 0 |  | 0 | 0 |  |  | 0
4 | 27 | 1 | 0 | 0 | 25.6 | 1.5 | 0 | 25.6 | 0 | 0 |  | 0 | 0 |  | 0 | 0 |  |  | 0
4 | 27 | 2 | 0 | 0 | 25 | 0 | 0 | 25 | 0 | 0 |  | 0 | 0 |  | 0 | 0 |  |  | 0
4 | 27 | 3 | 0 | 0 | 23.9 | 3.6 | 0 | 23.9 | 0 | 0 |  | 0 | 0 |  | 0 | 0 |  |  | 0
4 | 27 | 4 | 0 | 0 | 22.2 | 3.6 | 0 | 22.2 | 0 | 0 |  | 0 | 0 |  | 0 | 0 |  |  | 0
4 | 27 | 5 | 6 | 5 | 21.7 | 3.1 | 4.586 | 20.267 | 40.092 | 0 |  | 0 | 0 | 0 | 0 | 0 | 0 |  | 0
4 | 27 | 6 | 79 | 68 | 22.2 | 3.6 | 56.157 | 22.04 | 475.719 | 411.121 |  | 0 | 0 | 0 | 0 | 0 | 0 |  | 0
4 | 27 | 7 | 340 | 124 | 24.4 | 5.2 | 210.325 | 27.359 | 1652.52 | 1562.489 |  | 0 | 0 | 0 | 0 | 0 | 0 |  | 706.5405
4 | 27 | 8 | 640 | 132 | 27.8 | 5.2 | 464.314 | 35.89 | 3733.363 | 3586.809 |  | 3218.6205 | 0.24641 | 0.16099 | 2764.5003 | 0.21164 | 0.13828 |  | 2617.118
4 | 27 | 9 | 421 | 289 | 30 | 4.6 | 591.991 | 41.703 | 4771.443 | 4591.175 |  | 4306.889 | 0.32184 | 0.15083 | 3637.2969 | 0.2718 | 0.12738 |  | 3921.418
4 | 27 | 10 | 571 | 326 | 31.1 | 4.1 | 831.464 | 48.445 | 6556.322 | 6309.498 |  | 7890.6153 | 0.33708 | 0.19472 | 6771.1137 | 0.28926 | 0.16709 |  | 5806.6299
4 | 27 | 11 | 627 | 318 | 32.8 | 1.5 | 937.439 | 59.17 | 7096.108 | 6827.017 |  | 10184.0497 | 0.3426 | 0.21938 | 8854.3222 | 0.29787 | 0.19074 |  | 6765.8893
4 | 27 | 12 | 401 | 428 | 33.9 | 5.2 | 832.957 | 50.084 | 6534.083 | 6288.154 |  | 6950.7431 | 0.34262 | 0.16256 | 6050.8691 | 0.29826 | 0.14152 |  | 6030.2614
4 | 27 | 13 | 316 | 417 | 34.4 | 7.7 | 722.971 | 45.43 | 5771.821 | 5555.587 |  | 5448.3407 | 0.34261 | 0.14415 | 4744.3591 | 0.29834 | 0.12553 |  | 5271.299
4 | 27 | 14 | 371 | 396 | 35.6 | 6.2 | 709.215 | 47.867 | 5605.014 | 5395.014 |  | 5922.6674 | 0.34237 | 0.1555 | 5150.7501 | 0.29775 | 0.13523 |  | 5344.0745
4 | 27 | 15 | 188 | 406 | 36.1 | 6.7 | 516.734 | 44.661 | 4126.374 | 3967.488 |  | 2506.1176 | 0.33533 | 0.087052 | 2141.8615 | 0.28659 | 0.0744 |  | 3854.6091
4 | 27 | 16 | 334 | 180 | 35 | 7.7 | 331.783 | 39.837 | 2640.642 | 2525.611 |  | 3194.7413 | 0.31704 | 0.16361 | 2692.6018 | 0.26721 | 0.13789 |  | 2690.282
4 | 27 | 17 | 11 | 125 | 32.8 | 10.3 | 112.731 | 33.838 | 934.637 | 860.682 |  | 30.4213 | 0.14923 | 0.004496 | 26.0486 | 0.12778 | 0.0038497 |  | 754.5311
4 | 27 | 18 | 14 | 27 | 31.1 | 7.7 | 24.091 | 30.801 | 202.974 | 143.596 |  | 0 | 0 | 0 | 0 | 0 | 0 |  | 90.0892
4 | 27 | 19 | 0 | 0 | 29.4 | 6.7 | 0 | 29.4 | 0 | 0 |  | 0 | 0 |  | 0 | 0 |  |  | 0
4 | 27 | 20 | 0 | 0 | 28.9 | 5.2 | 0 | 28.9 | 0 | 0 |  | 0 | 0 |  | 0 | 0 |  |  | 0
4 | 27 | 21 | 0 | 0 | 27.2 | 4.1 | 0 | 27.2 | 0 | 0 |  | 0 | 0 |  | 0 | 0 |  |  | 0
4 | 27 | 22 | 0 | 0 | 26.1 | 2.6 | 0 | 26.1 | 0 | 0 |  | 0 | 0 |  | 0 | 0 |  |  | 0
4 | 27 | 23 | 0 | 0 | 25.6 | 2.1 | 0 | 25.6 | 0 | 0 |  | 0 | 0 |  | 0 | 0 |  |  | 0
4 | 28 | 0 | 0 | 0 | 23.9 | 3.6 | 0 | 23.9 | 0 | 0 |  | 0 | 0 |  | 0 | 0 |  |  | 0
4 | 28 | 1 | 0 | 0 | 23.3 | 4.6 | 0 | 23.3 | 0 | 0 |  | 0 | 0 |  | 0 | 0 |  |  | 0
4 | 28 | 2 | 0 | 0 | 22.2 | 2.6 | 0 | 22.2 | 0 | 0 |  | 0 | 0 |  | 0 | 0 |  |  | 0
4 | 28 | 3 | 0 | 0 | 20 | 2.1 | 0 | 20 | 0 | 0 |  | 0 | 0 |  | 0 | 0 |  |  | 0
4 | 28 | 4 | 0 | 0 | 20 | 0 | 0 | 20 | 0 | 0 |  | 0 | 0 |  | 0 | 0 |  |  | 0
4 | 28 | 5 | 7 | 5 | 18.9 | 0 | 4.586 | 15.474 | 40.754 | 0 |  | 0 | 0 | 0 | 0 | 0 | 0 |  | 0
4 | 28 | 6 | 327 | 42 | 20.6 | 0 | 41.522 | 18.83 | 312.315 | 250.875 |  | 0 | 0 | 0 | 0 | 0 | 0 |  | 0
4 | 28 | 7 | 648 | 75 | 24.4 | 2.6 | 252.839 | 29.264 | 1874.571 | 1779.212 |  | 0 | 0 | 0 | 0 | 0 | 0 |  | 732.1623
4 | 28 | 8 | 790 | 104 | 25.6 | 3.1 | 513.81 | 36.75 | 4104.612 | 3946.424 |  | 3973.8313 | 0.24645 | 0.18411 | 3413.1091 | 0.21167 | 0.15813 |  | 2878.1622
4 | 28 | 9 | 859 | 126 | 27.8 | 4.6 | 747.801 | 42.674 | 5988.251 | 5763.787 |  | 8781.1401 | 0.32179 | 0.25901 | 7416.1581 | 0.27177 | 0.21874 |  | 4978.3784
4 | 28 | 10 | 896 | 141 | 28.9 | 3.6 | 921.13 | 49.211 | 7238.565 | 6963.431 |  | 12368.7434 | 0.33704 | 0.28047 | 10612.1968 | 0.28917 | 0.24064 |  | 6643.1998
4 | 28 | 11 | 920 | 150 | 29.4 | 4.1 | 1035.802 | 51.486 | 8079.494 | 7767.284 |  | 14925.5402 | 0.34259 | 0.29014 | 12976.65 | 0.29785 | 0.25226 |  | 7805.9802
4 | 28 | 12 | 930 | 152 | 31.7 | 5.2 | 1073.117 | 52.456 | 8340.854 | 8016.631 |  | 16098.7072 | 0.34261 | 0.29287 | 14015.3047 | 0.29827 | 0.25497 |  | 8359.5994
4 | 28 | 13 | 925 | 149 | 32.2 | 5.7 | 1030.084 | 51.194 | 8043.221 | 7732.661 |  | 15924.6877 | 0.3426 | 0.29325 | 13868.4539 | 0.29837 | 0.25539 |  | 8260.077
4 | 28 | 14 | 898 | 140 | 32.8 | 4.6 | 903.783 | 51.617 | 7033.662 | 6767.198 |  | 14310.4553 | 0.34234 | 0.29115 | 12445.949 | 0.29773 | 0.25321 |  | 7461.2674
4 | 28 | 15 | 853 | 124 | 33.9 | 6.7 | 716.594 | 45.895 | 5658.527 | 5446.538 |  | 11344.8702 | 0.33519 | 0.28112 | 9694.3331 | 0.28643 | 0.24022 |  | 6076.9812
4 | 28 | 16 | 771 | 100 | 32.8 | 6.7 | 472.466 | 40.575 | 3692.384 | 3547.086 |  | 7352.4349 | 0.31679 | 0.25835 | 6194.5453 | 0.2669 | 0.21766 |  | 4159.4791
4 | 28 | 17 | 616 | 70 | 31.7 | 6.7 | 214.136 | 34.935 | 1505.87 | 1419.266 |  | 1666.0885 | 0.14638 | 0.11065 | 1425.2891 | 0.12523 | 0.094661 |  | 1953.4538
4 | 28 | 18 | 255 | 35 | 30.6 | 6.7 | 27.091 | 30.434 | 228.555 | 168.699 |  | 0 | 0 | 0 | 0 | 0 | 0 |  | 212.4841
4 | 28 | 19 | 1 | 1 | 28.9 | 5.2 | 0.917 | 27.913 | 7.807 | 0 |  | 0 | 0 | 0 | 0 | 0 | 0 |  | 0
4 | 28 | 20 | 0 | 0 | 27.8 | 4.1 | 0 | 27.8 | 0 | 0 |  | 0 | 0 |  | 0 | 0 |  |  | 0
4 | 28 | 21 | 0 | 0 | 26.1 | 3.6 | 0 | 26.1 | 0 | 0 |  | 0 | 0 |  | 0 | 0 |  |  | 0
4 | 28 | 22 | 0 | 0 | 24.4 | 3.1 | 0 | 24.4 | 0 | 0 |  | 0 | 0 |  | 0 | 0 |  |  | 0
4 | 28 | 23 | 0 | 0 | 24.4 | 2.6 | 0 | 24.4 | 0 | 0 |  | 0 | 0 |  | 0 | 0 |  |  | 0
4 | 29 | 0 | 0 | 0 | 23.9 | 2.1 | 0 | 23.9 | 0 | 0 |  | 0 | 0 |  | 0 | 0 |  |  | 0
4 | 29 | 1 | 0 | 0 | 22.2 | 3.1 | 0 | 22.2 | 0 | 0 |  | 0 | 0 |  | 0 | 0 |  |  | 0
4 | 29 | 2 | 0 | 0 | 20.6 | 3.6 | 0 | 20.6 | 0 | 0 |  | 0 | 0 |  | 0 | 0 |  |  | 0
4 | 29 | 3 | 0 | 0 | 19.4 | 4.1 | 0 | 19.4 | 0 | 0 |  | 0 | 0 |  | 0 | 0 |  |  | 0
4 | 29 | 4 | 0 | 0 | 18.9 | 5.2 | 0 | 18.9 | 0 | 0 |  | 0 | 0 |  | 0 | 0 |  |  | 0
4 | 29 | 5 | 7 | 5 | 18.3 | 4.1 | 4.586 | 16.93 | 40.553 | 0 |  | 0 | 0 | 0 | 0 | 0 | 0 |  | 0
4 | 29 | 6 | 330 | 43 | 18.9 | 4.1 | 42.568 | 18.384 | 320.32 | 258.727 |  | 0 | 0 | 0 | 0 | 0 | 0 |  | 0
4 | 29 | 7 | 639 | 76 | 22.8 | 4.1 | 251.259 | 26.97 | 1880.229 | 1784.732 |  | 0 | 0 | 0 | 0 | 0 | 0 |  | 732.0298
4 | 29 | 8 | 783 | 105 | 24.4 | 3.1 | 510.868 | 35.481 | 4100.313 | 3942.261 |  | 3937.6584 | 0.2464 | 0.1832 | 3382.095 | 0.21164 | 0.15736 |  | 2863.9868
4 | 29 | 9 | 854 | 128 | 27.8 | 2.1 | 745.506 | 46.764 | 5878.724 | 5658.444 |  | 8722.8487 | 0.32174 | 0.25783 | 7367.1639 | 0.27174 | 0.21776 |  | 4964.0596
4 | 29 | 10 | 896 | 142 | 28.3 | 2.6 | 921.023 | 50.729 | 7195.581 | 6922.277 |  | 12355.1186 | 0.337 | 0.28005 | 10598.7553 | 0.28909 | 0.24024 |  | 6644.0003
4 | 29 | 11 | 921 | 151 | 30 | 3.1 | 1036.323 | 54.101 | 8001.951 | 7693.261 |  | 14923.7285 | 0.34258 | 0.28983 | 12975.0739 | 0.29785 | 0.25199 |  | 7811.8919
4 | 29 | 12 | 928 | 153 | 30.6 | 4.1 | 1070.5 | 53.551 | 8285.187 | 7963.542 |  | 16042.4249 | 0.34261 | 0.29244 | 13967.2962 | 0.29829 | 0.25461 |  | 8340.6011
4 | 29 | 13 | 923 | 150 | 31.7 | 2.1 | 1027.491 | 58.706 | 7790.618 | 7491.417 |  | 15866.4638 | 0.3426 | 0.29281 | 13819.1766 | 0.2984 | 0.25503 |  | 8240.1357
4 | 29 | 14 | 896 | 141 | 32.2 | 2.1 | 901.479 | 56.136 | 6893.155 | 6632.552 |  | 14253.3595 | 0.3423 | 0.29063 | 12396.9089 | 0.29772 | 0.25278 |  | 7442.3433
4 | 29 | 15 | 842 | 131 | 33.3 | 4.1 | 714.566 | 48.815 | 5580.372 | 5371.285 |  | 11173.1448 | 0.33506 | 0.27777 | 9546.097 | 0.28627 | 0.23732 |  | 6045.3569
4 | 29 | 16 | 523 | 188 | 32.8 | 3.6 | 432.448 | 42.649 | 3388.269 | 3252.111 |  | 4972.5912 | 0.31654 | 0.1944 | 4187.8746 | 0.26659 | 0.16372 |  | 3592.6074
4 | 29 | 17 | 496 | 111 | 32.2 | 3.1 | 219.967 | 37.12 | 1594.083 | 1505.426 |  | 1312.6874 | 0.14365 | 0.087714 | 1121.9222 | 0.12277 | 0.074967 |  | 1885.0011
4 | 29 | 18 | 48 | 52 | 31.1 | 4.6 | 42.334 | 31.295 | 356.051 | 293.775 |  | 0 | 0 | 0 | 0 | 0 | 0 |  | 180.1673
4 | 29 | 19 | 4 | 2 | 30.6 | 2.6 | 1.834 | 29.429 | 15.531 | 0 |  | 0 | 0 | 0 | 0 | 0 | 0 |  | 0
4 | 29 | 20 | 0 | 0 | 28.3 | 4.1 | 0 | 28.3 | 0 | 0 |  | 0 | 0 |  | 0 | 0 |  |  | 0
4 | 29 | 21 | 0 | 0 | 26.7 | 5.7 | 0 | 26.7 | 0 | 0 |  | 0 | 0 |  | 0 | 0 |  |  | 0
4 | 29 | 22 | 0 | 0 | 25.6 | 2.1 | 0 | 25.6 | 0 | 0 |  | 0 | 0 |  | 0 | 0 |  |  | 0
4 | 29 | 23 | 0 | 0 | 23.9 | 2.6 | 0 | 23.9 | 0 | 0 |  | 0 | 0 |  | 0 | 0 |  |  | 0
4 | 30 | 0 | 0 | 0 | 23.3 | 0 | 0 | 23.3 | 0 | 0 |  | 0 | 0 |  | 0 | 0 |  |  | 0
4 | 30 | 1 | 0 | 0 | 22.8 | 0 | 0 | 22.8 | 0 | 0 |  | 0 | 0 |  | 0 | 0 |  |  | 0
4 | 30 | 2 | 0 | 0 | 20.6 | 4.1 | 0 | 20.6 | 0 | 0 |  | 0 | 0 |  | 0 | 0 |  |  | 0
4 | 30 | 3 | 0 | 0 | 19.4 | 3.6 | 0 | 19.4 | 0 | 0 |  | 0 | 0 |  | 0 | 0 |  |  | 0
4 | 30 | 4 | 0 | 0 | 18.9 | 4.1 | 0 | 18.9 | 0 | 0 |  | 0 | 0 |  | 0 | 0 |  |  | 0
4 | 30 | 5 | 18 | 6 | 18.3 | 4.1 | 5.503 | 16.953 | 48.66 | 0 |  | 0 | 0 | 0 | 0 | 0 | 0 |  | 0
4 | 30 | 6 | 407 | 38 | 19.4 | 5.2 | 40.085 | 18.925 | 283.937 | 223.036 |  | 0 | 0 | 0 | 0 | 0 | 0 |  | 0
4 | 30 | 7 | 699 | 66 | 22.2 | 5.2 | 259.946 | 26.042 | 1935.897 | 1839.036 |  | 0 | 0 | 0 | 0 | 0 | 0 |  | 737.0948
4 | 30 | 8 | 817 | 96 | 25 | 4.6 | 519.029 | 34.808 | 4172.213 | 4011.855 |  | 4105.7697 | 0.24627 | 0.1891 | 3526.6504 | 0.21153 | 0.16243 |  | 2906.7656
4 | 30 | 9 | 783 | 154 | 27.8 | 2.1 | 721.433 | 46.2 | 5703.135 | 5489.479 |  | 7990.4628 | 0.32169 | 0.24269 | 6748.832 | 0.2717 | 0.20498 |  | 4786.81
4 | 30 | 10 | 806 | 157 | 28.9 | 2.1 | 864.918 | 51.285 | 6743.16 | 6488.74 |  | 11101.3112 | 0.33695 | 0.26952 | 9521.5671 | 0.289 | 0.23117 |  | 6165.629
4 | 30 | 11 | 654 | 329 | 30.6 | 3.6 | 969.226 | 52.101 | 7542.728 | 7254.462 |  | 10584.1907 | 0.34257 | 0.21973 | 9202.2143 | 0.29784 | 0.19104 |  | 7021.795
4 | 30 | 12 | 943 | 141 | 31.1 | 5.2 | 1072.28 | 51.74 | 8357.308 | 8032.32 |  | 16279.5046 | 0.34261 | 0.29643 | 14174.8623 | 0.29832 | 0.25811 |  | 8368.5703
4 | 30 | 13 | 813 | 205 | 32.8 | 5.7 | 985.842 | 51.017 | 7703.087 | 7407.771 |  | 13954.5614 | 0.3426 | 0.271 | 12155.2214 | 0.29843 | 0.23605 |  | 7735.3063
4 | 30 | 14 | 910 | 133 | 33.3 | 2.1 | 904.059 | 57.147 | 6884.995 | 6624.73 |  | 14450.4709 | 0.34226 | 0.29369 | 12568.9672 | 0.2977 | 0.25545 |  | 7479.3525
4 | 30 | 15 | 855 | 118 | 33.9 | 3.6 | 709.144 | 49.993 | 5511.431 | 5304.887 |  | 11320.0832 | 0.33492 | 0.28305 | 9670.1972 | 0.28611 | 0.24179 |  | 6028.6753
4 | 30 | 16 | 309 | 206 | 32.2 | 3.6 | 342.003 | 40.085 | 2725.359 | 2608.029 |  | 2929.2924 | 0.31629 | 0.14591 | 2466.03 | 0.26627 | 0.12283 |  | 2732.6636
4 | 30 | 17 | 103 | 148 | 32.2 | 5.2 | 155.483 | 34.731 | 1245.999 | 1165.287 |  | 266.8889 | 0.14104 | 0.027622 | 227.8923 | 0.12043 | 0.023586 |  | 1114.9226
4 | 30 | 18 | 70 | 44 | 30.6 | 7.2 | 36.163 | 30.515 | 305.002 | 243.701 |  | 0 | 0 | 0 | 0 | 0 | 0 |  | 163.3573
4 | 30 | 19 | 0 | 1 | 30 | 6.7 | 0.917 | 29.186 | 7.772 | 0 |  | 0 | 0 | 0 | 0 | 0 | 0 |  | 0
4 | 30 | 20 | 0 | 0 | 28.9 | 6.2 | 0 | 28.9 | 0 | 0 |  | 0 | 0 |  | 0 | 0 |  |  | 0
4 | 30 | 21 | 0 | 0 | 28.1 | 5.8 | 0 | 28.1 | 0 | 0 |  | 0 | 0 |  | 0 | 0 |  |  | 0
4 | 30 | 22 | 0 | 0 | 27.3 | 5.5 | 0 | 27.3 | 0 | 0 |  | 0 | 0 |  | 0 | 0 |  |  | 0
4 | 30 | 23 | 0 | 0 | 26.5 | 5.1 | 0 | 26.5 | 0 | 0 |  | 0 | 0 |  | 0 | 0 |  |  | 0
5 | 1 | 0 | 0 | 0 | 25.7 | 4.7 | 0 | 25.7 | 0 | 0 |  | 0 | 0 |  | 0 | 0 |  |  | 0
5 | 1 | 1 | 0 | 0 | 24.9 | 4.3 | 0 | 24.9 | 0 | 0 |  | 0 | 0 |  | 0 | 0 |  |  | 0
5 | 1 | 2 | 0 | 0 | 24.1 | 4 | 0 | 24.1 | 0 | 0 |  | 0 | 0 |  | 0 | 0 |  |  | 0
5 | 1 | 3 | 0 | 0 | 23.3 | 3.6 | 0 | 23.3 | 0 | 0 |  | 0 | 0 |  | 0 | 0 |  |  | 0
5 | 1 | 4 | 0 | 0 | 22.2 | 3.1 | 0 | 22.2 | 0 | 0 |  | 0 | 0 |  | 0 | 0 |  |  | 0
5 | 1 | 5 | 12 | 7 | 21.1 | 1.5 | 6.42 | 19.304 | 56.315 | 0 |  | 0 | 0 | 0 | 0 | 0 | 0 |  | 0
5 | 1 | 6 | 359 | 44 | 22.8 | 1.5 | 44.319 | 22.208 | 324.1 | 262.436 |  | 0 | 0 | 0 | 0 | 0 | 0 |  | 0
5 | 1 | 7 | 664 | 77 | 26.1 | 8.2 | 258.944 | 29.089 | 1921.23 | 1824.73 |  | 0 | 0 | 0 | 0 | 0 | 0 |  | 756.9287
5 | 1 | 8 | 800 | 106 | 27.8 | 7.7 | 519.647 | 35.094 | 4175.68 | 4015.21 |  | 4015.7044 | 0.24605 | 0.18348 | 3449.55 | 0.21136 | 0.15762 |  | 2917.2401
5 | 1 | 9 | 867 | 128 | 28.3 | 5.2 | 752.993 | 42.303 | 6037.431 | 5811.074 |  | 8839.0663 | 0.32163 | 0.25843 | 7465.8347 | 0.27166 | 0.21828 |  | 5019.6949
5 | 1 | 10 | 900 | 143 | 29.4 | 4.6 | 922.956 | 48.171 | 7281.309 | 7004.349 |  | 12381.1656 | 0.3369 | 0.27975 | 10617.4474 | 0.28891 | 0.2399 |  | 6663.6339
5 | 1 | 11 | 922 | 151 | 30.6 | 5.2 | 1034.126 | 50.463 | 8097.979 | 7784.927 |  | 14902.5389 | 0.34255 | 0.28975 | 12956.846 | 0.29783 | 0.25192 |  | 7802.4058
5 | 1 | 12 | 932 | 153 | 30.6 | 5.7 | 1070.832 | 50.249 | 8394.017 | 8067.321 |  | 16067.4513 | 0.34261 | 0.29251 | 13991.4701 | 0.29834 | 0.25471 |  | 8351.9703
5 | 1 | 13 | 924 | 150 | 31.1 | 5.2 | 1024.751 | 51.01 | 8006.867 | 7697.955 |  | 15835.9266 | 0.3426 | 0.29273 | 13795.3707 | 0.29846 | 0.25501 |  | 8226.0409
5 | 1 | 14 | 900 | 141 | 31.7 | 4.1 | 901.36 | 51.223 | 7024.643 | 6758.557 |  | 14266.4066 | 0.34222 | 0.29062 | 12409.4662 | 0.29768 | 0.25279 |  | 7449.2983
5 | 1 | 15 | 854 | 125 | 32.2 | 5.2 | 713.687 | 46.088 | 5629.631 | 5418.717 |  | 11281.5889 | 0.33479 | 0.28022 | 9635.9448 | 0.28595 | 0.23934 |  | 6058.7702
5 | 1 | 16 | 775 | 102 | 32.8 | 4.1 | 472.739 | 43.031 | 3657.765 | 3513.523 |  | 7325.7195 | 0.31604 | 0.25673 | 6164.5863 | 0.26595 | 0.21604 |  | 4164.2578
5 | 1 | 17 | 621 | 72 | 32.2 | 3.6 | 214.815 | 36.826 | 1497.481 | 1411.071 |  | 1576.4151 | 0.13855 | 0.104 | 1344.8413 | 0.1182 | 0.088721 |  | 1959.401
5 | 1 | 18 | 278 | 37 | 31.1 | 2.1 | 29.316 | 31.134 | 246.704 | 186.506 |  | 0 | 0 | 0 | 0 | 0 | 0 |  | 222.9327
5 | 1 | 19 | 2 | 2 | 30.6 | 2.1 | 1.834 | 29.311 | 15.538 | 0 |  | 0 | 0 | 0 | 0 | 0 | 0 |  | 0
5 | 1 | 20 | 0 | 0 | 28.9 | 2.6 | 0 | 28.9 | 0 | 0 |  | 0 | 0 |  | 0 | 0 |  |  | 0
5 | 1 | 21 | 0 | 0 | 25 | 0 | 0 | 25 | 0 | 0 |  | 0 | 0 |  | 0 | 0 |  |  | 0
5 | 1 | 22 | 0 | 0 | 25.6 | 2.1 | 0 | 25.6 | 0 | 0 |  | 0 | 0 |  | 0 | 0 |  |  | 0
5 | 1 | 23 | 0 | 0 | 23.3 | 2.6 | 0 | 23.3 | 0 | 0 |  | 0 | 0 |  | 0 | 0 |  |  | 0
5 | 2 | 0 | 0 | 0 | 23.3 | 2.1 | 0 | 23.3 | 0 | 0 |  | 0 | 0 |  | 0 | 0 |  |  | 0
5 | 2 | 1 | 0 | 0 | 21.7 | 2.1 | 0 | 21.7 | 0 | 0 |  | 0 | 0 |  | 0 | 0 |  |  | 0
5 | 2 | 2 | 0 | 0 | 20.6 | 2.1 | 0 | 20.6 | 0 | 0 |  | 0 | 0 |  | 0 | 0 |  |  | 0
5 | 2 | 3 | 0 | 0 | 20 | 1.5 | 0 | 20 | 0 | 0 |  | 0 | 0 |  | 0 | 0 |  |  | 0
5 | 2 | 4 | 0 | 0 | 20 | 2.1 | 0 | 20 | 0 | 0 |  | 0 | 0 |  | 0 | 0 |  |  | 0
5 | 2 | 5 | 59 | 7 | 19.4 | 2.6 | 6.42 | 17.859 | 56.595 | 0 |  | 0 | 0 | 0 | 0 | 0 | 0 |  | 0
5 | 2 | 6 | 551 | 30 | 21.1 | 4.6 | 38.984 | 20.596 | 245.147 | 184.979 |  | 0 | 0 | 0 | 0 | 0 | 0 |  | 0
5 | 2 | 7 | 793 | 49 | 24.4 | 5.7 | 270.828 | 28.283 | 1974.464 | 1876.653 |  | 0 | 0 | 0 | 0 | 0 | 0 |  | 740.4219
5 | 2 | 8 | 897 | 67 | 27.8 | 7.2 | 529.555 | 35.57 | 4233.898 | 4071.547 |  | 4495.3835 | 0.24574 | 0.20611 | 3862.005 | 0.21112 | 0.17707 |  | 2959.6725
5 | 2 | 9 | 952 | 81 | 29.4 | 6.2 | 762.093 | 42.227 | 6107.928 | 5878.845 |  | 9695.4788 | 0.32156 | 0.28182 | 8189.4918 | 0.27161 | 0.23804 |  | 5119.7002
5 | 2 | 10 | 982 | 90 | 31.1 | 5.2 | 940.38 | 48.991 | 7394.539 | 7112.711 |  | 13492.4327 | 0.33685 | 0.30131 | 11568.3589 | 0.28881 | 0.25834 |  | 6824.845
5 | 2 | 11 | 996 | 96 | 32.2 | 5.2 | 1049.652 | 52.386 | 8158.57 | 7842.751 |  | 16077.7728 | 0.34254 | 0.30932 | 13978.8466 | 0.29782 | 0.26894 |  | 7971.1977
5 | 2 | 12 | 1000 | 97 | 33.3 | 3.1 | 1081.561 | 58.516 | 8208.881 | 7890.753 |  | 17215.8109 | 0.3426 | 0.31108 | 14992.8682 | 0.29837 | 0.27091 |  | 8501.6861
5 | 2 | 13 | 998 | 95 | 34.4 | 4.1 | 1039.144 | 56.708 | 7940.839 | 7634.909 |  | 17078.4045 | 0.3426 | 0.31144 | 14879.1405 | 0.29849 | 0.27134 |  | 8425.3077
5 | 2 | 14 | 890 | 121 | 35 | 4.1 | 872.315 | 53.91 | 6727.336 | 6473.565 |  | 14082.9789 | 0.34218 | 0.29643 | 12250.4804 | 0.29765 | 0.25785 |  | 7232.7098
5 | 2 | 15 | 810 | 131 | 34.4 | 4.6 | 688.416 | 48.745 | 5376.224 | 5174.62 |  | 10676.6846 | 0.33465 | 0.27531 | 9118.0411 | 0.2858 | 0.23512 |  | 5819.5742
5 | 2 | 16 | 680 | 136 | 35 | 6.2 | 458.598 | 42.941 | 3562.922 | 3421.554 |  | 6409.5145 | 0.3158 | 0.23362 | 5391.2733 | 0.26563 | 0.1965 |  | 3946.9
5 | 2 | 17 | 292 | 129 | 33.9 | 3.6 | 184.275 | 37.864 | 1385.121 | 1301.284 |  | 726.6727 | 0.13618 | 0.060013 | 619.3653 | 0.11607 | 0.051151 |  | 1469.4579
5 | 2 | 18 | 81 | 50 | 33.3 | 2.6 | 40.506 | 33.567 | 337.903 | 275.975 |  | 0 | 0 | 0 | 0 | 0 | 0 |  | 184.3115
5 | 2 | 19 | 2 | 2 | 32.2 | 0 | 1.834 | 30.024 | 15.498 | 0 |  | 0 | 0 | 0 | 0 | 0 | 0 |  | 0
5 | 2 | 20 | 0 | 0 | 30 | 5.7 | 0 | 30 | 0 | 0 |  | 0 | 0 |  | 0 | 0 |  |  | 0
5 | 2 | 21 | 0 | 0 | 29.4 | 6.2 | 0 | 29.4 | 0 | 0 |  | 0 | 0 |  | 0 | 0 |  |  | 0
5 | 2 | 22 | 0 | 0 | 27.2 | 2.1 | 0 | 27.2 | 0 | 0 |  | 0 | 0 |  | 0 | 0 |  |  | 0
5 | 2 | 23 | 0 | 0 | 27.8 | 2.1 | 0 | 27.8 | 0 | 0 |  | 0 | 0 |  | 0 | 0 |  |  | 0
5 | 3 | 0 | 0 | 0 | 24.4 | 4.6 | 0 | 24.4 | 0 | 0 |  | 0 | 0 |  | 0 | 0 |  |  | 0
5 | 3 | 1 | 0 | 0 | 23.3 | 2.6 | 0 | 23.3 | 0 | 0 |  | 0 | 0 |  | 0 | 0 |  |  | 0
5 | 3 | 2 | 0 | 0 | 22.2 | 3.1 | 0 | 22.2 | 0 | 0 |  | 0 | 0 |  | 0 | 0 |  |  | 0
5 | 3 | 3 | 0 | 0 | 21.1 | 4.1 | 0 | 21.1 | 0 | 0 |  | 0 | 0 |  | 0 | 0 |  |  | 0
5 | 3 | 4 | 0 | 0 | 20 | 4.6 | 0 | 20 | 0 | 0 |  | 0 | 0 |  | 0 | 0 |  |  | 0
5 | 3 | 5 | 5 | 8 | 20 | 4.6 | 7.337 | 18.814 | 64.469 | 7.645 |  | 0 | 0 | 0 | 0 | 0 | 0 |  | 0
5 | 3 | 6 | 312 | 49 | 21.1 | 3.1 | 46.561 | 20.674 | 351.78 | 289.586 |  | 0 | 0 | 0 | 0 | 0 | 0 |  | 0
5 | 3 | 7 | 572 | 87 | 24.4 | 5.2 | 242.544 | 27.96 | 1827.505 | 1733.289 |  | 0 | 0 | 0 | 0 | 0 | 0 |  | 734.1265
5 | 3 | 8 | 622 | 155 | 27.2 | 6.7 | 474.245 | 34.366 | 3838.917 | 3689.103 |  | 3110.7898 | 0.24535 | 0.14944 | 2672.848 | 0.21081 | 0.1284 |  | 2700.1678
5 | 3 | 9 | 823 | 124 | 30 | 6.2 | 716.205 | 41.985 | 5748.936 | 5533.563 |  | 8372.3149 | 0.32149 | 0.2572 | 7072.1129 | 0.27157 | 0.21726 |  | 4773.266
5 | 3 | 10 | 766 | 219 | 32.2 | 7.2 | 892.002 | 46.194 | 7091.277 | 6822.39 |  | 10511.0902 | 0.33679 | 0.24612 | 9010.5418 | 0.28871 | 0.21099 |  | 6306.5696
5 | 3 | 11 | 422 | 374 | 32.8 | 9.8 | 788.989 | 43.109 | 6353.801 | 6115.074 |  | 6803.0635 | 0.34252 | 0.17224 | 5915.0492 | 0.29781 | 0.14976 |  | 5598.3614
5 | 3 | 12 | 379 | 489 | 33.3 | 7.2 | 864.339 | 46.954 | 6861.552 | 6602.258 |  | 6515.6627 | 0.3426 | 0.1458 | 5674.8945 | 0.29839 | 0.12698 |  | 6239.1097
5 | 3 | 13 | 306 | 419 | 33.9 | 7.2 | 708.737 | 45.205 | 5662.771 | 5450.623 |  | 5228.5772 | 0.3426 | 0.14033 | 4555.6585 | 0.29851 | 0.12227 |  | 5184.0881
5 | 3 | 14 | 545 | 361 | 33.9 | 5.7 | 821.076 | 48.73 | 6464.959 | 6221.805 |  | 8608.6546 | 0.34213 | 0.19514 | 7488.8109 | 0.29763 | 0.16976 |  | 6336.9064
5 | 3 | 15 | 383 | 276 | 35 | 11.8 | 527.503 | 41.066 | 4255.854 | 4092.79 |  | 5037.3324 | 0.33452 | 0.17048 | 4301.3956 | 0.28565 | 0.14557 |  | 4166.9379
5 | 3 | 16 | 6 | 125 | 33.3 | 8.8 | 114.548 | 34.661 | 950.587 | 876.294 |  | 56.3976 | 0.31556 | 0.0083661 | 47.4171 | 0.26531 | 0.0070339 |  | 834.4765
5 | 3 | 17 | 9 | 111 | 30.6 | 6.7 | 99.985 | 31.525 | 836.183 | 764.297 |  | 21.9728 | 0.13394 | 0.0036673 | 18.7115 | 0.11406 | 0.003123 |  | 664.2608
5 | 3 | 18 | 2 | 31 | 29.4 | 6.2 | 27.589 | 29.074 | 233.883 | 173.927 |  | 0 | 0 | 0 | 0 | 0 | 0 |  | 95.1054
5 | 3 | 19 | 0 | 1 | 28.9 | 5.2 | 0.917 | 27.913 | 7.807 | 0 |  | 0 | 0 | 0 | 0 | 0 | 0 |  | 0
5 | 3 | 20 | 0 | 0 | 20 | 0 | 0 | 20 | 0 | 0 |  | 0 | 0 |  | 0 | 0 |  |  | 0
5 | 3 | 21 | 0 | 0 | 19.4 | 5.7 | 0 | 19.4 | 0 | 0 |  | 0 | 0 |  | 0 | 0 |  |  | 0
5 | 3 | 22 | 0 | 0 | 20 | 3.6 | 0 | 20 | 0 | 0 |  | 0 | 0 |  | 0 | 0 |  |  | 0
5 | 3 | 23 | 0 | 0 | 20 | 3.1 | 0 | 20 | 0 | 0 |  | 0 | 0 |  | 0 | 0 |  |  | 0
5 | 4 | 0 | 0 | 0 | 18.3 | 2.6 | 0 | 18.3 | 0 | 0 |  | 0 | 0 |  | 0 | 0 |  |  | 0
5 | 4 | 1 | 0 | 0 | 18.3 | 2.6 | 0 | 18.3 | 0 | 0 |  | 0 | 0 |  | 0 | 0 |  |  | 0
5 | 4 | 2 | 0 | 0 | 18.9 | 3.6 | 0 | 18.9 | 0 | 0 |  | 0 | 0 |  | 0 | 0 |  |  | 0
5 | 4 | 3 | 0 | 0 | 19.4 | 2.6 | 0 | 19.4 | 0 | 0 |  | 0 | 0 |  | 0 | 0 |  |  | 0
5 | 4 | 4 | 0 | 0 | 18.3 | 4.6 | 0 | 18.3 | 0 | 0 |  | 0 | 0 |  | 0 | 0 |  |  | 0
5 | 4 | 5 | 0 | 6 | 17.8 | 3.6 | 5.503 | 16.368 | 48.756 | 0 |  | 0 | 0 | 0 | 0 | 0 | 0 |  | 0
5 | 4 | 6 | 2 | 37 | 17.8 | 6.2 | 32.982 | 17.233 | 290.994 | 229.96 |  | 0 | 0 | 0 | 0 | 0 | 0 |  | 0
5 | 4 | 7 | 5 | 121 | 16.1 | 6.7 | 108.432 | 16.822 | 957.056 | 882.626 |  | 0 | 0 | 0 | 0 | 0 | 0 |  | 470.0657
5 | 4 | 8 | 187 | 250 | 18.9 | 4.6 | 327.286 | 24.458 | 2786.966 | 2667.949 |  | 932.8915 | 0.24487 | 0.055087 | 801.6853 | 0.21043 | 0.04734 |  | 2027.2493
5 | 4 | 9 | 473 | 260 | 20 | 6.2 | 596.627 | 29.613 | 5021.409 | 4832.473 |  | 4806.0601 | 0.32142 | 0.16803 | 4059.8386 | 0.27151 | 0.14194 |  | 3969.279
5 | 4 | 10 | 522 | 262 | 21.7 | 7.2 | 720.122 | 32.716 | 6017.911 | 5792.306 |  | 7153.3705 | 0.33674 | 0.20439 | 6131.0453 | 0.28861 | 0.17518 |  | 5042.7929
5 | 4 | 11 | 705 | 112 | 25 | 6.7 | 786.58 | 37.796 | 6459.096 | 6216.177 |  | 11349.9932 | 0.3425 | 0.29089 | 9868.6936 | 0.2978 | 0.25293 |  | 5922.6907
5 | 4 | 12 | 912 | 133 | 26.1 | 8.2 | 1027.632 | 40.944 | 8342.908 | 8018.589 |  | 15656.7751 | 0.3426 | 0.29719 | 13637.773 | 0.29842 | 0.25887 |  | 8030.8473
5 | 4 | 13 | 849 | 171 | 26.7 | 6.2 | 980.225 | 43.819 | 7870.85 | 7568.064 |  | 14484.9152 | 0.34261 | 0.2826 | 12621.6522 | 0.29854 | 0.24625 |  | 7749.7028
5 | 4 | 14 | 200 | 407 | 27.8 | 8.8 | 560.187 | 35.647 | 4634.234 | 4458.633 |  | 3153.5937 | 0.34209 | 0.10311 | 2743.4746 | 0.2976 | 0.089697 |  | 4154.8291
5 | 4 | 15 | 2 | 165 | 21.7 | 13.4 | 149.687 | 22.896 | 1296.645 | 1214.803 |  | 26.2479 | 0.33439 | 0.0030029 | 22.4104 | 0.2855 | 0.0025638 |  | 1106.3733
5 | 4 | 16 | 8 | 116 | 15.6 | 6.7 | 107.418 | 16.432 | 949.76 | 875.485 |  | 74.9928 | 0.31533 | 0.011851 | 63.023 | 0.265 | 0.0099597 |  | 785.0583
5 | 4 | 17 | 0 | 73 | 15.6 | 6.2 | 65.009 | 15.689 | 577.301 | 510.694 |  | 0 | 0.13182 | 0 | 0 | 0.11216 | 0 |  | 421.9302
5 | 4 | 18 | 2 | 25 | 17.2 | 4.1 | 22.218 | 16.332 | 196.873 | 137.61 |  | 0 | 0 | 0 | 0 | 0 | 0 |  | 76.5731
5 | 4 | 19 | 0 | 1 | 16.1 | 6.2 | 0.917 | 14.975 | 8.165 | 0 |  | 0 | 0 | 0 | 0 | 0 | 0 |  | 0
5 | 4 | 20 | 0 | 0 | 16.1 | 2.6 | 0 | 16.1 | 0 | 0 |  | 0 | 0 |  | 0 | 0 |  |  | 0
5 | 4 | 21 | 0 | 0 | 16.7 | 1.5 | 0 | 16.7 | 0 | 0 |  | 0 | 0 |  | 0 | 0 |  |  | 0
5 | 4 | 22 | 0 | 0 | 16.1 | 2.1 | 0 | 16.1 | 0 | 0 |  | 0 | 0 |  | 0 | 0 |  |  | 0
5 | 4 | 23 | 0 | 0 | 16.7 | 2.1 | 0 | 16.7 | 0 | 0 |  | 0 | 0 |  | 0 | 0 |  |  | 0
5 | 5 | 0 | 0 | 0 | 16.1 | 2.6 | 0 | 16.1 | 0 | 0 |  | 0 | 0 |  | 0 | 0 |  |  | 0
5 | 5 | 1 | 0 | 0 | 16.1 | 3.6 | 0 | 16.1 | 0 | 0 |  | 0 | 0 |  | 0 | 0 |  |  | 0
5 | 5 | 2 | 0 | 0 | 15.6 | 2.6 | 0 | 15.6 | 0 | 0 |  | 0 | 0 |  | 0 | 0 |  |  | 0
5 | 5 | 3 | 0 | 0 | 15.6 | 3.1 | 0 | 15.6 | 0 | 0 |  | 0 | 0 |  | 0 | 0 |  |  | 0
5 | 5 | 4 | 0 | 0 | 15 | 1 | 0 | 15 | 0 | 0 |  | 0 | 0 |  | 0 | 0 |  |  | 0
5 | 5 | 5 | 4 | 12 | 15 | 1 | 11.006 | 12.888 | 98.666 | 41.218 |  | 0 | 0 | 0 | 0 | 0 | 0 |  | 0
5 | 5 | 6 | 49 | 59 | 15 | 2.1 | 51.253 | 14.481 | 448.022 | 383.965 |  | 0 | 0 | 0 | 0 | 0 | 0 |  | 0
5 | 5 | 7 | 554 | 101 | 16.7 | 2.6 | 250.103 | 21.428 | 1943.124 | 1846.086 |  | 0 | 0 | 0 | 0 | 0 | 0 |  | 777.2008
5 | 5 | 8 | 718 | 91 | 18.3 | 2.6 | 461.297 | 28.823 | 3788.916 | 3640.651 |  | 3571.2983 | 0.2443 | 0.18413 | 3069.5811 | 0.20998 | 0.15826 |  | 2587.9265
5 | 5 | 9 | 690 | 218 | 19.4 | 2.6 | 712.528 | 36.526 | 5842.277 | 5623.381 |  | 7002.1105 | 0.32134 | 0.21068 | 5915.1296 | 0.27146 | 0.17798 |  | 4736.5741
5 | 5 | 10 | 756 | 226 | 20.6 | 3.6 | 887.762 | 40.344 | 7213.491 | 6939.426 |  | 10345.8172 | 0.33668 | 0.24289 | 8865.6085 | 0.28851 | 0.20814 |  | 6277.7486
5 | 5 | 11 | 792 | 199 | 21.1 | 3.1 | 962.159 | 43.834 | 7726.242 | 7429.901 |  | 12733.141 | 0.34249 | 0.26736 | 11071.629 | 0.2978 | 0.23247 |  | 7134.226
5 | 5 | 12 | 740 | 255 | 21.7 | 2.1 | 996.251 | 48.19 | 7871.068 | 7568.273 |  | 12685.9844 | 0.3426 | 0.25163 | 11051.1187 | 0.29845 | 0.2192 |  | 7490.5587
5 | 5 | 13 | 800 | 305 | 23.9 | 3.6 | 1067.917 | 47.926 | 8443.512 | 8114.506 |  | 13628.4344 | 0.34261 | 0.24428 | 11876.092 | 0.29856 | 0.21287 |  | 8254.0107
5 | 5 | 14 | 699 | 189 | 23.9 | 3.6 | 785.386 | 42.102 | 6336.719 | 6098.668 |  | 11002.5536 | 0.34204 | 0.2614 | 9572.0451 | 0.29757 | 0.22742 |  | 6282.4624
5 | 5 | 15 | 768 | 85 | 24.4 | 2.1 | 608.159 | 40.845 | 4887.943 | 4703.662 |  | 10057.8122 | 0.33425 | 0.29109 | 8586.3059 | 0.28535 | 0.2485 |  | 5231.5153
5 | 5 | 16 | 837 | 80 | 24.4 | 3.1 | 476.272 | 35.527 | 3774.052 | 3626.247 |  | 7825.3625 | 0.3151 | 0.26952 | 6573.3592 | 0.26468 | 0.2264 |  | 4267.6958
5 | 5 | 17 | 733 | 50 | 24.4 | 3.1 | 219.402 | 29.29 | 1525.052 | 1438.004 |  | 1726.2692 | 0.12982 | 0.10842 | 1467.5708 | 0.11036 | 0.092169 |  | 2085.5708
5 | 5 | 18 | 133 | 54 | 23.9 | 3.6 | 42.418 | 23.955 | 366.132 | 303.662 |  | 0 | 0 | 0 | 0 | 0 | 0 |  | 213.7709
5 | 5 | 19 | 5 | 6 | 23.3 | 3.6 | 5.503 | 22.101 | 47.807 | 0 |  | 0 | 0 | 0 | 0 | 0 | 0 |  | 0
5 | 5 | 20 | 0 | 0 | 22.8 | 3.6 | 0 | 22.8 | 0 | 0 |  | 0 | 0 |  | 0 | 0 |  |  | 0
5 | 5 | 21 | 0 | 0 | 21.7 | 1.5 | 0 | 21.7 | 0 | 0 |  | 0 | 0 |  | 0 | 0 |  |  | 0
5 | 5 | 22 | 0 | 0 | 21.1 | 4.1 | 0 | 21.1 | 0 | 0 |  | 0 | 0 |  | 0 | 0 |  |  | 0
5 | 5 | 23 | 0 | 0 | 21.1 | 2.1 | 0 | 21.1 | 0 | 0 |  | 0 | 0 |  | 0 | 0 |  |  | 0
5 | 6 | 0 | 0 | 0 | 20.6 | 2.6 | 0 | 20.6 | 0 | 0 |  | 0 | 0 |  | 0 | 0 |  |  | 0
5 | 6 | 1 | 0 | 0 | 20 | 2.6 | 0 | 20 | 0 | 0 |  | 0 | 0 |  | 0 | 0 |  |  | 0
5 | 6 | 2 | 0 | 0 | 18.9 | 3.1 | 0 | 18.9 | 0 | 0 |  | 0 | 0 |  | 0 | 0 |  |  | 0
5 | 6 | 3 | 0 | 0 | 18.3 | 3.1 | 0 | 18.3 | 0 | 0 |  | 0 | 0 |  | 0 | 0 |  |  | 0
5 | 6 | 4 | 0 | 0 | 17.8 | 3.1 | 0 | 17.8 | 0 | 0 |  | 0 | 0 |  | 0 | 0 |  |  | 0
5 | 6 | 5 | 6 | 10 | 17.8 | 2.1 | 9.172 | 16.181 | 81.312 | 24.182 |  | 0 | 0 | 0 | 0 | 0 | 0 |  | 0
5 | 6 | 6 | 47 | 84 | 17.2 | 3.1 | 68.346 | 17.216 | 595.17 | 528.205 |  | 0 | 0 | 0 | 0 | 0 | 0 |  | 0
5 | 6 | 7 | 272 | 170 | 18.3 | 4.1 | 228.002 | 21.966 | 1866.618 | 1771.453 |  | 0 | 0 | 0 | 0 | 0 | 0 |  | 846.5303
5 | 6 | 8 | 626 | 157 | 20 | 3.6 | 476.544 | 29.763 | 3920.959 | 3768.585 |  | 3103.0616 | 0.24365 | 0.14792 | 2667.6818 | 0.20946 | 0.12716 |  | 2718.588
5 | 6 | 9 | 674 | 216 | 20.6 | 1.5 | 698.473 | 40.167 | 5650.922 | 5439.215 |  | 6830.6441 | 0.32125 | 0.20951 | 5770.4838 | 0.27139 | 0.177 |  | 4642.5725
5 | 6 | 10 | 323 | 436 | 22.2 | 0 | 706.751 | 50.264 | 5535.93 | 5328.484 |  | 4413.9809 | 0.33661 | 0.1226 | 3781.7579 | 0.2884 | 0.10504 |  | 4934.5096
5 | 6 | 11 | 176 | 461 | 24.4 | 2.1 | 618.102 | 40.866 | 5019.828 | 4830.948 |  | 2825.641 | 0.34247 | 0.087068 | 2457.007 | 0.29779 | 0.075709 |  | 4365.5385
5 | 6 | 12 | 10 | 478 | 25 | 4.6 | 453.013 | 34.107 | 3771.714 | 3623.981 |  | 171.1887 | 0.3426 | 0.0066884 | 149.1407 | 0.29848 | 0.005827 |  | 3271.2614
5 | 6 | 13 | 4 | 491 | 25.6 | 3.1 | 458.576 | 35.958 | 3792.488 | 3644.113 |  | 68.0403 | 0.34261 | 0.0026193 | 59.2946 | 0.29857 | 0.0022827 |  | 3310.8821
5 | 6 | 14 | 198 | 377 | 27.2 | 5.2 | 528.199 | 36.866 | 4349.96 | 4183.824 |  | 3111.1904 | 0.34199 | 0.10769 | 2706.7745 | 0.29753 | 0.093693 |  | 3935.4406
5 | 6 | 15 | 327 | 323 | 27.8 | 5.7 | 531.587 | 37.12 | 4355.022 | 4188.719 |  | 4273.4893 | 0.33412 | 0.14366 | 3647.8375 | 0.28521 | 0.12263 |  | 4125.4844
5 | 6 | 16 | 596 | 154 | 27.8 | 5.2 | 432.219 | 35.773 | 3454.793 | 3316.663 |  | 5557.8355 | 0.31487 | 0.21596 | 4666.4959 | 0.26437 | 0.18132 |  | 3659.4386
5 | 6 | 17 | 710 | 52 | 27.8 | 5.2 | 215.416 | 31.507 | 1489.548 | 1403.321 |  | 1644.2455 | 0.12794 | 0.10552 | 1396.7254 | 0.10868 | 0.089639 |  | 2035.4239
5 | 6 | 18 | 459 | 28 | 26.7 | 4.6 | 23.399 | 26.381 | 200.261 | 140.935 |  | 0 | 0 | 0 | 0 | 0 | 0 |  | 257.6161
5 | 6 | 19 | 26 | 4 | 24.4 | 2.1 | 3.669 | 22.901 | 31.783 | 0 |  | 0 | 0 | 0 | 0 | 0 | 0 |  | 0
5 | 6 | 20 | 0 | 0 | 23.9 | 5.2 | 0 | 23.9 | 0 | 0 |  | 0 | 0 |  | 0 | 0 |  |  | 0
5 | 6 | 21 | 0 | 0 | 21.1 | 7.2 | 0 | 21.1 | 0 | 0 |  | 0 | 0 |  | 0 | 0 |  |  | 0
5 | 6 | 22 | 0 | 0 | 20.6 | 3.6 | 0 | 20.6 | 0 | 0 |  | 0 | 0 |  | 0 | 0 |  |  | 0
5 | 6 | 23 | 0 | 0 | 20 | 2.6 | 0 | 20 | 0 | 0 |  | 0 | 0 |  | 0 | 0 |  |  | 0
5 | 7 | 0 | 0 | 0 | 19.4 | 3.1 | 0 | 19.4 | 0 | 0 |  | 0 | 0 |  | 0 | 0 |  |  | 0
5 | 7 | 1 | 0 | 0 | 17.8 | 2.6 | 0 | 17.8 | 0 | 0 |  | 0 | 0 |  | 0 | 0 |  |  | 0
5 | 7 | 2 | 0 | 0 | 17.8 | 1 | 0 | 17.8 | 0 | 0 |  | 0 | 0 |  | 0 | 0 |  |  | 0
5 | 7 | 3 | 0 | 0 | 17.2 | 1 | 0 | 17.2 | 0 | 0 |  | 0 | 0 |  | 0 | 0 |  |  | 0
5 | 7 | 4 | 0 | 0 | 16.7 | 1.5 | 0 | 16.7 | 0 | 0 |  | 0 | 0 |  | 0 | 0 |  |  | 0
5 | 7 | 5 | 78 | 10 | 15.6 | 4.1 | 9.172 | 14.287 | 81.835 | 24.696 |  | 0 | 0 | 0 | 0 | 0 | 0 |  | 0
5 | 7 | 6 | 462 | 39 | 16.1 | 4.1 | 42.947 | 15.55 | 295.692 | 234.569 |  | 0 | 0 | 0 | 0 | 0 | 0 |  | 0
5 | 7 | 7 | 623 | 119 | 18.3 | 5.2 | 285.117 | 22.568 | 2209.887 | 2106.164 |  | 0 | 0 | 0 | 0 | 0 | 0 |  | 895.7619
5 | 7 | 8 | 461 | 226 | 19.4 | 2.1 | 452.099 | 30.484 | 3733.181 | 3586.633 |  | 2276.3172 | 0.24291 | 0.10719 | 1957.3869 | 0.20888 | 0.092173 |  | 2659.8917
5 | 7 | 9 | 388 | 296 | 22.2 | 5.2 | 561.163 | 32.412 | 4678.719 | 4501.611 |  | 3926.6851 | 0.32117 | 0.14142 | 3317.3491 | 0.27133 | 0.11947 |  | 3787.0047
5 | 7 | 10 | 11 | 301 | 23.9 | 1.5 | 283.546 | 32.378 | 2375.353 | 2267.36 |  | 150.1026 | 0.33655 | 0.0092379 | 128.5793 | 0.28829 | 0.0079133 |  | 2068.8279
5 | 7 | 11 | 37 | 423 | 24.4 | 5.2 | 437.749 | 32.042 | 3671.711 | 3527.045 |  | 593.1857 | 0.34244 | 0.024778 | 515.8161 | 0.29778 | 0.021546 |  | 3093.8718
5 | 7 | 12 | 5 | 385 | 26.1 | 5.2 | 359.338 | 32.518 | 3008.981 | 2883.779 |  | 85.4724 | 0.3426 | 0.0041771 | 74.4703 | 0.2985 | 0.0036394 |  | 2610.8664
5 | 7 | 13 | 9 | 449 | 26.1 | 5.2 | 422.847 | 33.603 | 3526.943 | 3386.656 |  | 152.8627 | 0.34261 | 0.0063643 | 133.2187 | 0.29858 | 0.0055465 |  | 3068.9759
5 | 7 | 14 | 98 | 346 | 26.1 | 8.8 | 414.748 | 31.442 | 3484.418 | 3345.405 |  | 1537.2269 | 0.34193 | 0.067837 | 1337.4444 | 0.2975 | 0.059021 |  | 3010.1942
5 | 7 | 15 | 229 | 341 | 25.6 | 11.3 | 475.549 | 30.828 | 3989.918 | 3835.374 |  | 2986.6164 | 0.334 | 0.11126 | 2549.0838 | 0.28507 | 0.094957 |  | 3647.5893
5 | 7 | 16 | 10 | 213 | 23.9 | 10.8 | 194.837 | 25.855 | 1668.455 | 1578.047 |  | 93.0192 | 0.31465 | 0.008104 | 78.0657 | 0.26407 | 0.0068013 |  | 1419.1126
5 | 7 | 17 | 82 | 212 | 22.2 | 10.3 | 199.711 | 24.083 | 1684.951 | 1594.153 |  | 186.8915 | 0.12618 | 0.01482 | 158.6367 | 0.1071 | 0.012579 |  | 1422.5778
5 | 7 | 18 | 51 | 45 | 21.1 | 9.3 | 37.264 | 20.913 | 325.051 | 263.368 |  | 0 | 0 | 0 | 0 | 0 | 0 |  | 154.3481
5 | 7 | 19 | 5 | 4 | 20 | 6.7 | 3.669 | 19.045 | 32.209 | 0 |  | 0 | 0 | 0 | 0 | 0 | 0 |  | 0
5 | 7 | 20 | 0 | 0 | 19.4 | 5.2 | 0 | 19.4 | 0 | 0 |  | 0 | 0 |  | 0 | 0 |  |  | 0
5 | 7 | 21 | 0 | 0 | 17.8 | 4.6 | 0 | 17.8 | 0 | 0 |  | 0 | 0 |  | 0 | 0 |  |  | 0
5 | 7 | 22 | 0 | 0 | 17.2 | 2.6 | 0 | 17.2 | 0 | 0 |  | 0 | 0 |  | 0 | 0 |  |  | 0
5 | 7 | 23 | 0 | 0 | 16.7 | 3.1 | 0 | 16.7 | 0 | 0 |  | 0 | 0 |  | 0 | 0 |  |  | 0
5 | 8 | 0 | 0 | 0 | 16.1 | 2.6 | 0 | 16.1 | 0 | 0 |  | 0 | 0 |  | 0 | 0 |  |  | 0
5 | 8 | 1 | 0 | 0 | 16.1 | 2.1 | 0 | 16.1 | 0 | 0 |  | 0 | 0 |  | 0 | 0 |  |  | 0
5 | 8 | 2 | 0 | 0 | 15.6 | 2.6 | 0 | 15.6 | 0 | 0 |  | 0 | 0 |  | 0 | 0 |  |  | 0
5 | 8 | 3 | 0 | 0 | 15 | 4.1 | 0 | 15 | 0 | 0 |  | 0 | 0 |  | 0 | 0 |  |  | 0
5 | 8 | 4 | 0 | 0 | 14.4 | 2.6 | 0 | 14.4 | 0 | 0 |  | 0 | 0 |  | 0 | 0 |  |  | 0
5 | 8 | 5 | 0 | 8 | 14.4 | 3.6 | 7.091 | 12.939 | 63.555 | 6.748 |  | 0 | 0 | 0 | 0 | 0 | 0 |  | 0
5 | 8 | 6 | 7 | 60 | 15 | 3.1 | 51.824 | 14.567 | 460.651 | 396.348 |  | 0 | 0 | 0 | 0 | 0 | 0 |  | 0
5 | 8 | 7 | 20 | 170 | 15 | 6.2 | 154.427 | 16.562 | 1358.667 | 1275.429 |  | 0 | 0 | 0 | 0 | 0 | 0 |  | 670.2232
5 | 8 | 8 | 106 | 269 | 16.7 | 3.6 | 298.088 | 22.296 | 2568.779 | 2455.678 |  | 521.1393 | 0.24208 | 0.03202 | 448.236 | 0.20822 | 0.027541 |  | 1907.4153
5 | 8 | 9 | 676 | 194 | 18.3 | 1 | 677.429 | 38.495 | 5512.868 | 5306.271 |  | 6831.3254 | 0.32107 | 0.21713 | 5771.4326 | 0.27126 | 0.18344 |  | 4500.3522
5 | 8 | 10 | 492 | 331 | 19.4 | 2.1 | 756.606 | 39.357 | 6172.222 | 5940.636 |  | 6703.6552 | 0.33648 | 0.17972 | 5741.348 | 0.28818 | 0.15392 |  | 5294.7304
5 | 8 | 11 | 703 | 267 | 20.6 | 2.6 | 946.85 | 43.93 | 7600.648 | 7309.846 |  | 11254.3457 | 0.34242 | 0.24004 | 9786.7918 | 0.29777 | 0.20874 |  | 6914.3015
5 | 8 | 12 | 644 | 345 | 21.7 | 2.1 | 982.025 | 47.808 | 7769.964 | 7471.682 |  | 10993.1362 | 0.34261 | 0.21899 | 9578.7991 | 0.29853 | 0.19082 |  | 7319.2762
5 | 8 | 13 | 608 | 304 | 23.9 | 4.1 | 883.207 | 43.148 | 7110.057 | 6840.377 |  | 10311.437 | 0.34262 | 0.22389 | 8986.5003 | 0.29859 | 0.19512 |  | 6733.9144
5 | 8 | 14 | 680 | 265 | 23.3 | 5.2 | 838.014 | 39.402 | 6830.026 | 6572.035 |  | 10648.2356 | 0.34188 | 0.23632 | 9264.5773 | 0.29746 | 0.20561 |  | 6629.3938
5 | 8 | 15 | 643 | 227 | 25 | 1.5 | 661.052 | 44.654 | 5249.942 | 5052.897 |  | 8369.1576 | 0.33387 | 0.22629 | 7142.3285 | 0.28493 | 0.19312 |  | 5392.3076
5 | 8 | 16 | 625 | 150 | 25 | 3.6 | 440.442 | 34.894 | 3527.134 | 3386.841 |  | 5799.6215 | 0.31444 | 0.22036 | 4865.0894 | 0.26378 | 0.18485 |  | 3751.5058
5 | 8 | 17 | 455 | 104 | 25 | 4.1 | 199.21 | 28.884 | 1481.942 | 1395.89 |  | 1021.4752 | 0.12454 | 0.074768 | 866.4207 | 0.10564 | 0.063418 |  | 1705.4488
5 | 8 | 18 | 147 | 51 | 23.9 | 5.2 | 40.374 | 23.82 | 348.654 | 286.519 |  | 0 | 0 | 0 | 0 | 0 | 0 |  | 207.67
5 | 8 | 19 | 0 | 4 | 23.3 | 3.6 | 3.669 | 22.054 | 31.876 | 0 |  | 0 | 0 | 0 | 0 | 0 | 0 |  | 0
5 | 8 | 20 | 0 | 0 | 22.2 | 2.6 | 0 | 22.2 | 0 | 0 |  | 0 | 0 |  | 0 | 0 |  |  | 0
5 | 8 | 21 | 0 | 0 | 21.7 | 1.5 | 0 | 21.7 | 0 | 0 |  | 0 | 0 |  | 0 | 0 |  |  | 0
5 | 8 | 22 | 0 | 0 | 21.1 | 2.6 | 0 | 21.1 | 0 | 0 |  | 0 | 0 |  | 0 | 0 |  |  | 0
5 | 8 | 23 | 0 | 0 | 20 | 2.1 | 0 | 20 | 0 | 0 |  | 0 | 0 |  | 0 | 0 |  |  | 0
5 | 9 | 0 | 0 | 0 | 18.9 | 2.1 | 0 | 18.9 | 0 | 0 |  | 0 | 0 |  | 0 | 0 |  |  | 0
5 | 9 | 1 | 0 | 0 | 18.3 | 3.1 | 0 | 18.3 | 0 | 0 |  | 0 | 0 |  | 0 | 0 |  |  | 0
5 | 9 | 2 | 0 | 0 | 17.2 | 2.6 | 0 | 17.2 | 0 | 0 |  | 0 | 0 |  | 0 | 0 |  |  | 0
5 | 9 | 3 | 0 | 0 | 16.7 | 2.1 | 0 | 16.7 | 0 | 0 |  | 0 | 0 |  | 0 | 0 |  |  | 0
5 | 9 | 4 | 0 | 0 | 16.7 | 1.5 | 0 | 16.7 | 0 | 0 |  | 0 | 0 |  | 0 | 0 |  |  | 0
5 | 9 | 5 | 32 | 11 | 15.6 | 2.1 | 9.255 | 13.918 | 82.682 | 25.527 |  | 0 | 0 | 0 | 0 | 0 | 0 |  | 0
5 | 9 | 6 | 422 | 45 | 17.2 | 3.6 | 46.996 | 16.731 | 336.827 | 274.92 |  | 0 | 0 | 0 | 0 | 0 | 0 |  | 0
5 | 9 | 7 | 674 | 74 | 19.4 | 4.6 | 257.279 | 23.421 | 1940.88 | 1843.897 |  | 0 | 0 | 0 | 0 | 0 | 0 |  | 757.5938
5 | 9 | 8 | 797 | 100 | 22.8 | 6.7 | 508.033 | 30.468 | 4146.014 | 3986.499 |  | 3899.6119 | 0.24117 | 0.18206 | 3354.9903 | 0.20749 | 0.15663 |  | 2855.7827
5 | 9 | 9 | 865 | 120 | 23.9 | 4.6 | 736.443 | 38.505 | 5985.302 | 5760.952 |  | 8727.9118 | 0.32097 | 0.2606 | 7373.9683 | 0.27118 | 0.22017 |  | 4918.5441
5 | 9 | 10 | 903 | 133 | 26.1 | 5.2 | 906.601 | 43.284 | 7283.827 | 7006.759 |  | 12284.8339 | 0.33641 | 0.28241 | 10519.4125 | 0.28806 | 0.24182 |  | 6557.9607
5 | 9 | 11 | 856 | 138 | 27.8 | 3.6 | 948.179 | 49.018 | 7465.478 | 7180.577 |  | 13683.7975 | 0.3424 | 0.28985 | 11899.9075 | 0.29776 | 0.25206 |  | 7161.4436
5 | 9 | 12 | 847 | 165 | 28.3 | 3.1 | 998.605 | 51.704 | 7783.595 | 7484.707 |  | 14437.7238 | 0.34261 | 0.28419 | 12581.0277 | 0.29855 | 0.24764 |  | 7688.0186
5 | 9 | 13 | 893 | 124 | 29.4 | 4.1 | 958.702 | 50.078 | 7516.671 | 7229.542 |  | 15122.6598 | 0.34262 | 0.29858 | 13179.5259 | 0.2986 | 0.26022 |  | 7725.8889
5 | 9 | 14 | 901 | 131 | 30 | 5.2 | 881.152 | 47.071 | 6974.756 | 6710.757 |  | 14085.0259 | 0.34183 | 0.29293 | 12255.0074 | 0.29741 | 0.25487 |  | 7305.239
5 | 9 | 15 | 806 | 124 | 30 | 3.1 | 670.47 | 46.051 | 5285.922 | 5087.583 |  | 10470.1156 | 0.33374 | 0.27639 | 8934.381 | 0.28479 | 0.23585 |  | 5686.7191
5 | 9 | 16 | 784 | 96 | 30.6 | 3.6 | 463.649 | 41.021 | 3604.382 | 3461.762 |  | 7258.0256 | 0.31424 | 0.25795 | 6085.7662 | 0.26349 | 0.21629 |  | 4104.4469
5 | 9 | 17 | 639 | 69 | 30 | 0 | 211.582 | 40.298 | 1441.672 | 1356.545 |  | 1414.2913 | 0.12301 | 0.093541 | 1198.7948 | 0.10427 | 0.079288 |  | 1946.8372
5 | 9 | 18 | 346 | 39 | 30 | 2.6 | 30.473 | 29.978 | 257.503 | 197.102 |  | 0 | 0 | 0 | 0 | 0 | 0 |  | 244.9423
5 | 9 | 19 | 9 | 4 | 28.3 | 0 | 3.669 | 25.767 | 31.466 | 0 |  | 0 | 0 | 0 | 0 | 0 | 0 |  | 0
5 | 9 | 20 | 0 | 0 | 27.2 | 2.1 | 0 | 27.2 | 0 | 0 |  | 0 | 0 |  | 0 | 0 |  |  | 0
5 | 9 | 21 | 0 | 0 | 25.6 | 0 | 0 | 25.6 | 0 | 0 |  | 0 | 0 |  | 0 | 0 |  |  | 0
5 | 9 | 22 | 0 | 0 | 23.3 | 2.1 | 0 | 23.3 | 0 | 0 |  | 0 | 0 |  | 0 | 0 |  |  | 0
5 | 9 | 23 | 0 | 0 | 23.3 | 1 | 0 | 23.3 | 0 | 0 |  | 0 | 0 |  | 0 | 0 |  |  | 0
5 | 10 | 0 | 0 | 0 | 22.2 | 2.6 | 0 | 22.2 | 0 | 0 |  | 0 | 0 |  | 0 | 0 |  |  | 0
5 | 10 | 1 | 0 | 0 | 21.1 | 2.1 | 0 | 21.1 | 0 | 0 |  | 0 | 0 |  | 0 | 0 |  |  | 0
5 | 10 | 2 | 0 | 0 | 20.6 | 3.1 | 0 | 20.6 | 0 | 0 |  | 0 | 0 |  | 0 | 0 |  |  | 0
5 | 10 | 3 | 0 | 0 | 18.3 | 2.1 | 0 | 18.3 | 0 | 0 |  | 0 | 0 |  | 0 | 0 |  |  | 0
5 | 10 | 4 | 0 | 0 | 18.3 | 2.1 | 0 | 18.3 | 0 | 0 |  | 0 | 0 |  | 0 | 0 |  |  | 0
5 | 10 | 5 | 59 | 12 | 17.8 | 3.1 | 9.397 | 16.389 | 83.249 | 26.083 |  | 0 | 0 | 0 | 0 | 0 | 0 |  | 0
5 | 10 | 6 | 503 | 39 | 20 | 6.7 | 44.097 | 19.682 | 292.679 | 231.613 |  | 0 | 0 | 0 | 0 | 0 | 0 |  | 0
5 | 10 | 7 | 737 | 62 | 22.8 | 4.6 | 264.913 | 27.029 | 1955.3 | 1857.963 |  | 0 | 0 | 0 | 0 | 0 | 0 |  | 754.9084
5 | 10 | 8 | 845 | 83 | 23.9 | 3.6 | 514.851 | 34.581 | 4133.156 | 3974.053 |  | 4112.7512 | 0.24017 | 0.19146 | 3539.3706 | 0.20669 | 0.16476 |  | 2886.747
5 | 10 | 9 | 901 | 99 | 27.8 | 4.1 | 737.047 | 43.113 | 5886.541 | 5665.964 |  | 9076.695 | 0.32087 | 0.27106 | 7668.834 | 0.2711 | 0.22902 |  | 4947.9479
5 | 10 | 10 | 892 | 174 | 28.9 | 3.6 | 942.684 | 49.641 | 7394.232 | 7112.417 |  | 12116.1881 | 0.33633 | 0.2683 | 10373.1091 | 0.28795 | 0.2297 |  | 6753.1804
5 | 10 | 11 | 899 | 204 | 31.1 | 2.6 | 1060.55 | 57.022 | 8094.967 | 7782.053 |  | 14350.0418 | 0.34237 | 0.27269 | 12479.8017 | 0.29775 | 0.23715 |  | 7906.0849
5 | 10 | 12 | 908 | 209 | 32.2 | 1.5 | 1098.314 | 63.23 | 8179.796 | 7863.004 |  | 15455.4331 | 0.34261 | 0.27558 | 13468.5667 | 0.29857 | 0.24015 |  | 8446.0308
5 | 10 | 13 | 903 | 201 | 34.4 | 3.6 | 1049.802 | 57.901 | 7984.137 | 7676.253 |  | 15269.7078 | 0.34262 | 0.27703 | 13307.447 | 0.29859 | 0.24143 |  | 8307.105
5 | 10 | 14 | 877 | 203 | 33.9 | 3.1 | 934.915 | 55.976 | 7151.664 | 6880.225 |  | 13686.8901 | 0.34177 | 0.26993 | 11908.7554 | 0.29737 | 0.23486 |  | 7604.5649
5 | 10 | 15 | 896 | 105 | 34.4 | 2.6 | 708.283 | 52.294 | 5448.913 | 5244.661 |  | 11616.8949 | 0.33362 | 0.28803 | 9911.9557 | 0.28466 | 0.24575 |  | 6095.0237
5 | 10 | 16 | 851 | 80 | 34.4 | 2.1 | 478.62 | 47.31 | 3625.145 | 3481.895 |  | 7860.5288 | 0.31404 | 0.26892 | 6588.0526 | 0.2632 | 0.22539 |  | 4291.9441
5 | 10 | 17 | 723 | 57 | 33.9 | 2.1 | 221.21 | 39.75 | 1485.907 | 1399.764 |  | 1579.0105 | 0.1216 | 0.098827 | 1337.5651 | 0.10301 | 0.083715 |  | 2077.0545
5 | 10 | 18 | 431 | 34 | 33.3 | 4.1 | 26.272 | 33.251 | 219.416 | 159.731 |  | 0 | 0 | 0 | 0 | 0 | 0 |  | 260.5784
5 | 10 | 19 | 23 | 5 | 31.7 | 3.1 | 4.586 | 30.658 | 38.658 | 0 |  | 0 | 0 | 0 | 0 | 0 | 0 |  | 0
5 | 10 | 20 | 0 | 0 | 28.3 | 2.6 | 0 | 28.3 | 0 | 0 |  | 0 | 0 |  | 0 | 0 |  |  | 0
5 | 10 | 21 | 0 | 0 | 27.8 | 0 | 0 | 27.8 | 0 | 0 |  | 0 | 0 |  | 0 | 0 |  |  | 0
5 | 10 | 22 | 0 | 0 | 27.8 | 0 | 0 | 27.8 | 0 | 0 |  | 0 | 0 |  | 0 | 0 |  |  | 0
5 | 10 | 23 | 0 | 0 | 26.1 | 2.1 | 0 | 26.1 | 0 | 0 |  | 0 | 0 |  | 0 | 0 |  |  | 0
5 | 11 | 0 | 0 | 0 | 24.4 | 2.1 | 0 | 24.4 | 0 | 0 |  | 0 | 0 |  | 0 | 0 |  |  | 0
5 | 11 | 1 | 0 | 0 | 23.3 | 1.5 | 0 | 23.3 | 0 | 0 |  | 0 | 0 |  | 0 | 0 |  |  | 0
5 | 11 | 2 | 0 | 0 | 22.8 | 2.1 | 0 | 22.8 | 0 | 0 |  | 0 | 0 |  | 0 | 0 |  |  | 0
5 | 11 | 3 | 0 | 0 | 21.7 | 1.5 | 0 | 21.7 | 0 | 0 |  | 0 | 0 |  | 0 | 0 |  |  | 0
5 | 11 | 4 | 0 | 0 | 20.6 | 4.1 | 0 | 20.6 | 0 | 0 |  | 0 | 0 |  | 0 | 0 |  |  | 0
5 | 11 | 5 | 10 | 12 | 20 | 2.6 | 10.859 | 18.596 | 95.48 | 38.091 |  | 0 | 0 | 0 | 0 | 0 | 0 |  | 0
5 | 11 | 6 | 304 | 58 | 21.1 | 3.6 | 53.587 | 20.87 | 411.023 | 347.686 |  | 0 | 0 | 0 | 0 | 0 | 0 |  | 0
5 | 11 | 7 | 580 | 100 | 23.9 | 4.6 | 254.657 | 27.957 | 1926.578 | 1829.947 |  | 0 | 0 | 0 | 0 | 0 | 0 |  | 790.991
5 | 11 | 8 | 718 | 136 | 26.7 | 4.1 | 500.395 | 36.613 | 4004.906 | 3849.888 |  | 3474.6313 | 0.23909 | 0.16032 | 2991.1051 | 0.20582 | 0.13801 |  | 2840.3068
5 | 11 | 9 | 792 | 163 | 28.3 | 3.6 | 726.275 | 44.011 | 5786.091 | 5569.319 |  | 7965.4504 | 0.32076 | 0.23855 | 6730.0875 | 0.27101 | 0.20156 |  | 4837.7491
5 | 11 | 10 | 837 | 180 | 30 | 3.1 | 900.332 | 50.75 | 7032.096 | 6765.697 |  | 11350.9328 | 0.33625 | 0.26271 | 9716.1962 | 0.28783 | 0.22488 |  | 6440.2672
5 | 11 | 11 | 863 | 190 | 31.7 | 2.1 | 1011.977 | 57.912 | 7696.983 | 7401.937 |  | 13754.9248 | 0.34234 | 0.27425 | 11962.744 | 0.29774 | 0.23852 |  | 7541.5531
5 | 11 | 12 | 864 | 193 | 33.9 | 3.1 | 1039.085 | 58.117 | 7898.467 | 7594.443 |  | 14685.5505 | 0.34261 | 0.27711 | 12798.1602 | 0.29858 | 0.24149 |  | 7987.8301
5 | 11 | 13 | 861 | 189 | 35 | 3.6 | 997.972 | 57.314 | 7607.441 | 7316.341 |  | 14538.454 | 0.34263 | 0.27769 | 12669.7119 | 0.29859 | 0.242 |  | 7893.2388
5 | 11 | 14 | 841 | 178 | 36.1 | 4.6 | 880.594 | 54.371 | 6778.083 | 6522.231 |  | 13103.3594 | 0.34171 | 0.27475 | 11401.1214 | 0.29732 | 0.23906 |  | 7172.0773
5 | 11 | 15 | 784 | 166 | 36.7 | 6.7 | 695.073 | 48.373 | 5434.605 | 5230.876 |  | 10145.7638 | 0.3335 | 0.25924 | 8655.888 | 0.28453 | 0.22117 |  | 5816.7356
5 | 11 | 16 | 689 | 143 | 36.1 | 3.1 | 461.398 | 47.095 | 3523.304 | 3383.127 |  | 6350.3756 | 0.31385 | 0.22892 | 5320.066 | 0.26293 | 0.19178 |  | 3973.691
5 | 11 | 17 | 462 | 118 | 35 | 4.1 | 211.821 | 39.373 | 1526.199 | 1439.124 |  | 996.5267 | 0.1203 | 0.068827 | 843.6498 | 0.10185 | 0.058269 |  | 1794.0414
5 | 11 | 18 | 155 | 62 | 34.4 | 3.1 | 48.289 | 34.916 | 400.874 | 337.734 |  | 0 | 0 | 0 | 0 | 0 | 0 |  | 241.7705
5 | 11 | 19 | 1 | 4 | 32.2 | 2.1 | 3.669 | 31.087 | 30.879 | 0 |  | 0 | 0 | 0 | 0 | 0 | 0 |  | 0
5 | 11 | 20 | 0 | 0 | 31.7 | 2.1 | 0 | 31.7 | 0 | 0 |  | 0 | 0 |  | 0 | 0 |  |  | 0
5 | 11 | 21 | 0 | 0 | 28.9 | 2.1 | 0 | 28.9 | 0 | 0 |  | 0 | 0 |  | 0 | 0 |  |  | 0
5 | 11 | 22 | 0 | 0 | 28.3 | 1.5 | 0 | 28.3 | 0 | 0 |  | 0 | 0 |  | 0 | 0 |  |  | 0
5 | 11 | 23 | 0 | 0 | 26.7 | 2.6 | 0 | 26.7 | 0 | 0 |  | 0 | 0 |  | 0 | 0 |  |  | 0
5 | 12 | 0 | 0 | 0 | 23.9 | 3.1 | 0 | 23.9 | 0 | 0 |  | 0 | 0 |  | 0 | 0 |  |  | 0
5 | 12 | 1 | 0 | 0 | 24.4 | 1.5 | 0 | 24.4 | 0 | 0 |  | 0 | 0 |  | 0 | 0 |  |  | 0
5 | 12 | 2 | 0 | 0 | 23.3 | 1 | 0 | 23.3 | 0 | 0 |  | 0 | 0 |  | 0 | 0 |  |  | 0
5 | 12 | 3 | 0 | 0 | 21.1 | 2.1 | 0 | 21.1 | 0 | 0 |  | 0 | 0 |  | 0 | 0 |  |  | 0
5 | 12 | 4 | 0 | 0 | 20.6 | 2.6 | 0 | 20.6 | 0 | 0 |  | 0 | 0 |  | 0 | 0 |  |  | 0
5 | 12 | 5 | 25 | 14 | 20 | 1.5 | 12.195 | 18.35 | 107.32 | 49.714 |  | 0 | 0 | 0 | 0 | 0 | 0 |  | 0
5 | 12 | 6 | 392 | 51 | 21.7 | 2.1 | 51.205 | 21.355 | 373.184 | 310.578 |  | 0 | 0 | 0 | 0 | 0 | 0 |  | 0
5 | 12 | 7 | 647 | 84 | 24.4 | 3.1 | 258.091 | 29.16 | 1919.572 | 1823.113 |  | 0 | 0 | 0 | 0 | 0 | 0 |  | 775.1646
5 | 12 | 8 | 781 | 113 | 27.2 | 2.6 | 510.459 | 38.897 | 4042.715 | 3886.498 |  | 3756.1066 | 0.23791 | 0.17293 | 3234.4065 | 0.20487 | 0.14891 |  | 2877.2014
5 | 12 | 9 | 844 | 135 | 29.4 | 2.6 | 733.397 | 46.937 | 5775.989 | 5559.598 |  | 8473.9145 | 0.32065 | 0.25284 | 7159.802 | 0.27092 | 0.21363 |  | 4897.4481
5 | 12 | 10 | 884 | 149 | 31.7 | 1.5 | 909.075 | 57.117 | 6925.727 | 6663.771 |  | 11968.7648 | 0.33617 | 0.27562 | 10243.2358 | 0.28771 | 0.23588 |  | 6520.7488
5 | 12 | 11 | 902 | 157 | 33.9 | 3.1 | 1004.855 | 57.178 | 7664.729 | 7371.108 |  | 14354.9594 | 0.34231 | 0.28608 | 12485.1254 | 0.29772 | 0.24882 |  | 7595.3541
5 | 12 | 12 | 903 | 160 | 35.6 | 2.6 | 1031.719 | 60.851 | 7757.442 | 7459.717 |  | 15326.6509 | 0.34261 | 0.28845 | 13357.2009 | 0.29859 | 0.25139 |  | 8059.6673
5 | 12 | 13 | 900 | 156 | 36.1 | 2.6 | 990.849 | 60.493 | 7458.039 | 7173.461 |  | 15175.2606 | 0.34263 | 0.28916 | 13223.9744 | 0.29857 | 0.25198 |  | 7963.0592
5 | 12 | 14 | 874 | 147 | 37.8 | 4.1 | 876.697 | 56.673 | 6686.559 | 6434.452 |  | 13595.3264 | 0.34165 | 0.28615 | 11829.2034 | 0.29727 | 0.24898 |  | 7190.8006
5 | 12 | 15 | 836 | 131 | 38.3 | 5.2 | 694.121 | 51.884 | 5350.552 | 5149.879 |  | 10799.0021 | 0.33339 | 0.275 | 9212.3264 | 0.2844 | 0.23459 |  | 5889.6893
5 | 12 | 16 | 766 | 108 | 37.8 | 5.2 | 464.525 | 46.828 | 3535.801 | 3395.249 |  | 7045.411 | 0.31367 | 0.25045 | 5899.8478 | 0.26267 | 0.20973 |  | 4083.1378
5 | 12 | 17 | 640 | 78 | 39.4 | 7.2 | 218.79 | 42.734 | 1485.755 | 1399.615 |  | 1364.6474 | 0.11911 | 0.087746 | 1154.6667 | 0.10078 | 0.074244 |  | 1990.0966
5 | 12 | 18 | 325 | 43 | 37.2 | 6.7 | 33.689 | 37.318 | 277.238 | 216.464 |  | 0 | 0 | 0 | 0 | 0 | 0 |  | 247.0874
5 | 12 | 19 | 8 | 6 | 35 | 5.7 | 5.503 | 34.323 | 45.782 | 0 |  | 0 | 0 | 0 | 0 | 0 | 0 |  | 0
5 | 12 | 20 | 0 | 0 | 33.3 | 6.7 | 0 | 33.3 | 0 | 0 |  | 0 | 0 |  | 0 | 0 |  |  | 0
5 | 12 | 21 | 0 | 0 | 32.8 | 8.2 | 0 | 32.8 | 0 | 0 |  | 0 | 0 |  | 0 | 0 |  |  | 0
5 | 12 | 22 | 0 | 0 | 32.2 | 8.8 | 0 | 32.2 | 0 | 0 |  | 0 | 0 |  | 0 | 0 |  |  | 0
5 | 12 | 23 | 0 | 0 | 31.1 | 9.3 | 0 | 31.1 | 0 | 0 |  | 0 | 0 |  | 0 | 0 |  |  | 0
5 | 13 | 0 | 0 | 0 | 31.1 | 9.3 | 0 | 31.1 | 0 | 0 |  | 0 | 0 |  | 0 | 0 |  |  | 0
5 | 13 | 1 | 0 | 0 | 29.4 | 3.1 | 0 | 29.4 | 0 | 0 |  | 0 | 0 |  | 0 | 0 |  |  | 0
5 | 13 | 2 | 0 | 0 | 25.6 | 2.1 | 0 | 25.6 | 0 | 0 |  | 0 | 0 |  | 0 | 0 |  |  | 0
5 | 13 | 3 | 0 | 0 | 26.1 | 0 | 0 | 26.1 | 0 | 0 |  | 0 | 0 |  | 0 | 0 |  |  | 0
5 | 13 | 4 | 0 | 0 | 22.2 | 2.1 | 0 | 22.2 | 0 | 0 |  | 0 | 0 |  | 0 | 0 |  |  | 0
5 | 13 | 5 | 111 | 11 | 23.3 | 3.1 | 8.467 | 22.017 | 73.578 | 16.589 |  | 0 | 0 | 0 | 0 | 0 | 0 |  | 0
5 | 13 | 6 | 609 | 32 | 25 | 4.1 | 43.038 | 24.643 | 258.796 | 198.371 |  | 0 | 0 | 0 | 0 | 0 | 0 |  | 0
5 | 13 | 7 | 815 | 51 | 27.2 | 4.6 | 276.778 | 31.755 | 1989.62 | 1891.434 |  | 0 | 0 | 0 | 0 | 0 | 0 |  | 763.872
5 | 13 | 8 | 908 | 69 | 29.4 | 4.6 | 530.994 | 39.545 | 4178.5 | 4017.939 |  | 4337.7785 | 0.23665 | 0.1976 | 3736.4644 | 0.20385 | 0.17021 |  | 2968.352
5 | 13 | 9 | 963 | 83 | 31.7 | 3.1 | 761.718 | 48.972 | 5947.644 | 5724.736 |  | 9651.6037 | 0.32053 | 0.28001 | 8154.9335 | 0.27082 | 0.23659 |  | 5118.8466
5 | 13 | 10 | 997 | 92 | 32.8 | 3.1 | 941.616 | 54.448 | 7247.674 | 6972.152 |  | 13476.2779 | 0.33609 | 0.29996 | 11531.4134 | 0.28759 | 0.25667 |  | 6839.9912
5 | 13 | 11 | 1012 | 97 | 33.3 | 4.1 | 1049.638 | 55.599 | 8055.789 | 7744.658 |  | 16081.2105 | 0.34228 | 0.30881 | 13987.1129 | 0.29771 | 0.26859 |  | 7982.7702
5 | 13 | 12 | 1001 | 99 | 34.4 | 2.1 | 1067.188 | 62.141 | 7982.458 | 7674.65 |  | 16965.9898 | 0.34262 | 0.31007 | 14786.0314 | 0.29859 | 0.27023 |  | 8399.7703
5 | 13 | 13 | 1000 | 96 | 36.1 | 2.1 | 1024.896 | 62.838 | 7641.553 | 7348.953 |  | 16837.565 | 0.34264 | 0.31076 | 14671.5657 | 0.29856 | 0.27079 |  | 8320.219
5 | 13 | 14 | 988 | 90 | 35.6 | 2.6 | 907.886 | 58.158 | 6882.103 | 6621.958 |  | 15343.969 | 0.34159 | 0.30908 | 13350.6418 | 0.29721 | 0.26893 |  | 7610.3053
5 | 13 | 15 | 957 | 80 | 36.7 | 3.6 | 721.301 | 53.029 | 5529.062 | 5321.869 |  | 12340.1646 | 0.33328 | 0.29932 | 10526.0789 | 0.28428 | 0.25532 |  | 6269.7811
5 | 13 | 16 | 914 | 66 | 36.7 | 5.7 | 492.005 | 45.744 | 3739.09 | 3592.361 |  | 8389.9924 | 0.3135 | 0.27756 | 7022.9277 | 0.26242 | 0.23234 |  | 4460.1232
5 | 13 | 17 | 799 | 48 | 36.7 | 3.6 | 231.094 | 41.815 | 1520.662 | 1433.716 |  | 1685.6782 | 0.11802 | 0.10032 | 1425.5852 | 0.099809 | 0.084841 |  | 2196.7395
5 | 13 | 18 | 537 | 28 | 35.6 | 3.1 | 23.239 | 35.626 | 192.426 | 133.246 |  | 0 | 0 | 0 | 0 | 0 | 0 |  | 279.5474
5 | 13 | 19 | 51 | 7 | 33.9 | 2.1 | 6.42 | 32.858 | 53.696 | 0 |  | 0 | 0 | 0 | 0 | 0 | 0 |  | 0
5 | 13 | 20 | 0 | 0 | 32.2 | 1.5 | 0 | 32.2 | 0 | 0 |  | 0 | 0 |  | 0 | 0 |  |  | 0
5 | 13 | 21 | 0 | 0 | 30 | 3.6 | 0 | 30 | 0 | 0 |  | 0 | 0 |  | 0 | 0 |  |  | 0
5 | 13 | 22 | 0 | 0 | 28.3 | 3.1 | 0 | 28.3 | 0 | 0 |  | 0 | 0 |  | 0 | 0 |  |  | 0
5 | 13 | 23 | 0 | 0 | 26.7 | 3.6 | 0 | 26.7 | 0 | 0 |  | 0 | 0 |  | 0 | 0 |  |  | 0
5 | 14 | 0 | 0 | 0 | 25 | 4.1 | 0 | 25 | 0 | 0 |  | 0 | 0 |  | 0 | 0 |  |  | 0
5 | 14 | 1 | 0 | 0 | 23.3 | 4.1 | 0 | 23.3 | 0 | 0 |  | 0 | 0 |  | 0 | 0 |  |  | 0
5 | 14 | 2 | 0 | 0 | 22.8 | 3.6 | 0 | 22.8 | 0 | 0 |  | 0 | 0 |  | 0 | 0 |  |  | 0
5 | 14 | 3 | 0 | 0 | 22.2 | 4.1 | 0 | 22.2 | 0 | 0 |  | 0 | 0 |  | 0 | 0 |  |  | 0
5 | 14 | 4 | 0 | 0 | 21.7 | 4.1 | 0 | 21.7 | 0 | 0 |  | 0 | 0 |  | 0 | 0 |  |  | 0
5 | 14 | 5 | 66 | 13 | 20.6 | 3.6 | 10.17 | 19.355 | 89.192 | 31.918 |  | 0 | 0 | 0 | 0 | 0 | 0 |  | 0
5 | 14 | 6 | 512 | 41 | 22.2 | 3.6 | 45.784 | 21.816 | 303.348 | 242.079 |  | 0 | 0 | 0 | 0 | 0 | 0 |  | 0
5 | 14 | 7 | 743 | 65 | 26.7 | 4.6 | 268.008 | 31.071 | 1949.995 | 1852.788 |  | 0 | 0 | 0 | 0 | 0 | 0 |  | 766.1447
5 | 14 | 8 | 850 | 87 | 28.9 | 4.1 | 518.554 | 39.225 | 4091.233 | 3933.472 |  | 4031.6702 | 0.2353 | 0.18578 | 3473.8962 | 0.20275 | 0.16008 |  | 2907.6837
5 | 14 | 9 | 914 | 103 | 31.1 | 4.6 | 746.054 | 45.981 | 5893.186 | 5672.356 |  | 9143.8035 | 0.32041 | 0.26937 | 7725.8976 | 0.27072 | 0.2276 |  | 5008.7107
5 | 14 | 10 | 948 | 115 | 33.9 | 4.6 | 921.324 | 52.574 | 7143.59 | 6872.493 |  | 12792.2935 | 0.336 | 0.29001 | 10944.2905 | 0.28746 | 0.24812 |  | 6677.6132
5 | 14 | 11 | 965 | 121 | 35.6 | 2.6 | 1027.402 | 60.57 | 7731.502 | 7434.928 |  | 15311.0108 | 0.34224 | 0.29969 | 13317.768 | 0.29769 | 0.26067 |  | 7792.0809
5 | 14 | 12 | 975 | 123 | 37.8 | 1.5 | 1063.743 | 67.569 | 7782.904 | 7484.046 |  | 16502.0786 | 0.34262 | 0.30212 | 14381.636 | 0.2986 | 0.26329 |  | 8348.3037
5 | 14 | 13 | 969 | 120 | 39.4 | 5.2 | 1018.122 | 59.243 | 7701.14 | 7405.911 |  | 16292.824 | 0.34264 | 0.30255 | 14195.803 | 0.29854 | 0.26361 |  | 8231.8741
5 | 14 | 14 | 950 | 113 | 39.4 | 5.2 | 897.923 | 56.971 | 6838.885 | 6580.528 |  | 14730.5483 | 0.34153 | 0.30023 | 12816.7995 | 0.29716 | 0.26123 |  | 7484.4255
5 | 14 | 15 | 908 | 101 | 40.6 | 5.7 | 708.361 | 53.804 | 5415.356 | 5212.329 |  | 11688.2762 | 0.33317 | 0.28942 | 9969.1294 | 0.28416 | 0.24685 |  | 6106.977
5 | 14 | 16 | 848 | 83 | 40 | 6.2 | 476.99 | 48.398 | 3595.84 | 3453.478 |  | 7769.4526 | 0.31334 | 0.2665 | 6500.9253 | 0.26218 | 0.22299 |  | 4272.37
5 | 14 | 17 | 727 | 60 | 39.4 | 5.7 | 223.483 | 43.385 | 1481.702 | 1395.656 |  | 1518.9512 | 0.11703 | 0.094176 | 1283.9969 | 0.09893 | 0.079609 |  | 2089.4202
5 | 14 | 18 | 446 | 36 | 38.3 | 4.1 | 27.741 | 38.461 | 227.331 | 167.497 |  | 0 | 0 | 0 | 0 | 0 | 0 |  | 269.6851
5 | 14 | 19 | 27 | 6 | 34.4 | 3.1 | 5.503 | 33.489 | 45.921 | 0 |  | 0 | 0 | 0 | 0 | 0 | 0 |  | 0
5 | 14 | 20 | 0 | 0 | 32.8 | 3.1 | 0 | 32.8 | 0 | 0 |  | 0 | 0 |  | 0 | 0 |  |  | 0
5 | 14 | 21 | 0 | 0 | 32.2 | 1.5 | 0 | 32.2 | 0 | 0 |  | 0 | 0 |  | 0 | 0 |  |  | 0
5 | 14 | 22 | 0 | 0 | 32.2 | 3.1 | 0 | 32.2 | 0 | 0 |  | 0 | 0 |  | 0 | 0 |  |  | 0
5 | 14 | 23 | 0 | 0 | 30 | 2.1 | 0 | 30 | 0 | 0 |  | 0 | 0 |  | 0 | 0 |  |  | 0
5 | 15 | 0 | 0 | 0 | 29.4 | 0 | 0 | 29.4 | 0 | 0 |  | 0 | 0 |  | 0 | 0 |  |  | 0
5 | 15 | 1 | 0 | 0 | 25.6 | 3.6 | 0 | 25.6 | 0 | 0 |  | 0 | 0 |  | 0 | 0 |  |  | 0
5 | 15 | 2 | 0 | 0 | 24.4 | 4.1 | 0 | 24.4 | 0 | 0 |  | 0 | 0 |  | 0 | 0 |  |  | 0
5 | 15 | 3 | 0 | 0 | 23.3 | 4.1 | 0 | 23.3 | 0 | 0 |  | 0 | 0 |  | 0 | 0 |  |  | 0
5 | 15 | 4 | 0 | 0 | 23.3 | 4.6 | 0 | 23.3 | 0 | 0 |  | 0 | 0 |  | 0 | 0 |  |  | 0
5 | 15 | 5 | 42 | 14 | 22.8 | 4.6 | 11.683 | 21.769 | 101.608 | 44.107 |  | 0 | 0 | 0 | 0 | 0 | 0 |  | 0
5 | 15 | 6 | 439 | 49 | 23.3 | 4.1 | 50.426 | 23.068 | 355.898 | 293.625 |  | 0 | 0 | 0 | 0 | 0 | 0 |  | 0
5 | 15 | 7 | 691 | 79 | 27.2 | 4.6 | 264.378 | 31.516 | 1937.461 | 1840.562 |  | 0 | 0 | 0 | 0 | 0 | 0 |  | 782.1819
5 | 15 | 8 | 808 | 106 | 29.4 | 5.2 | 515.187 | 38.561 | 4080.427 | 3923.011 |  | 3803.2038 | 0.23387 | 0.17424 | 3278.0819 | 0.20158 | 0.15018 |  | 2898.1411
5 | 15 | 9 | 877 | 126 | 31.7 | 4.1 | 744.552 | 47.135 | 5857.337 | 5637.87 |  | 8757.1862 | 0.32028 | 0.25789 | 7399.1961 | 0.27061 | 0.2179 |  | 4975.4793
5 | 15 | 10 | 909 | 139 | 33.9 | 3.6 | 909.774 | 53.864 | 7019.012 | 6753.162 |  | 12244.9696 | 0.33591 | 0.27988 | 10474.3117 | 0.28734 | 0.23941 |  | 6584.9685
5 | 15 | 11 | 930 | 147 | 36.1 | 2.1 | 1017.588 | 62.281 | 7605.267 | 7314.262 |  | 14733.0997 | 0.34221 | 0.29019 | 12815.6182 | 0.29767 | 0.25242 |  | 7702.4362
5 | 15 | 12 | 933 | 149 | 37.2 | 3.1 | 1046.083 | 61.474 | 7845.558 | 7543.905 |  | 15769.1617 | 0.34262 | 0.29285 | 13742.5773 | 0.29859 | 0.25521 |  | 8187.5011
5 | 15 | 13 | 929 | 146 | 38.3 | 4.1 | 1004.228 | 59.774 | 7580.031 | 7290.133 |  | 15598.7529 | 0.34264 | 0.29327 | 13589.891 | 0.29852 | 0.2555 |  | 8088.7967
5 | 15 | 14 | 908 | 137 | 39.4 | 6.2 | 884.966 | 55.049 | 6791.622 | 6535.213 |  | 14057.5215 | 0.34147 | 0.29068 | 12231.0426 | 0.2971 | 0.25291 |  | 7337.8956
5 | 15 | 15 | 868 | 122 | 39.4 | 6.7 | 703.702 | 51.275 | 5434.725 | 5230.992 |  | 11154.8761 | 0.33306 | 0.27959 | 9513.3556 | 0.28405 | 0.23845 |  | 5999.099
5 | 15 | 16 | 790 | 101 | 39.4 | 6.2 | 466.989 | 47.607 | 3538.756 | 3398.115 |  | 7225.0876 | 0.31318 | 0.25465 | 6043.1392 | 0.26195 | 0.21299 |  | 4127.42
5 | 15 | 17 | 668 | 73 | 38.9 | 6.2 | 219.623 | 42.582 | 1480.634 | 1394.612 |  | 1383.4434 | 0.11615 | 0.087873 | 1168.9673 | 0.09814 | 0.07425 |  | 2019.8085
5 | 15 | 18 | 368 | 42 | 37.8 | 5.7 | 32.626 | 37.955 | 267.864 | 207.268 |  | 0 | 0 | 0 | 0 | 0 | 0 |  | 258.8347
5 | 15 | 19 | 14 | 7 | 35.6 | 5.2 | 6.42 | 34.922 | 53.297 | 0 |  | 0 | 0 | 0 | 0 | 0 | 0 |  | 0
5 | 15 | 20 | 0 | 0 | 31.7 | 3.1 | 0 | 31.7 | 0 | 0 |  | 0 | 0 |  | 0 | 0 |  |  | 0
5 | 15 | 21 | 0 | 0 | 31.1 | 4.1 | 0 | 31.1 | 0 | 0 |  | 0 | 0 |  | 0 | 0 |  |  | 0
5 | 15 | 22 | 0 | 0 | 30.6 | 4.6 | 0 | 30.6 | 0 | 0 |  | 0 | 0 |  | 0 | 0 |  |  | 0
5 | 15 | 23 | 0 | 0 | 29.4 | 3.1 | 0 | 29.4 | 0 | 0 |  | 0 | 0 |  | 0 | 0 |  |  | 0
5 | 16 | 0 | 0 | 0 | 28.3 | 4.1 | 0 | 28.3 | 0 | 0 |  | 0 | 0 |  | 0 | 0 |  |  | 0
5 | 16 | 1 | 0 | 0 | 27.8 | 2.1 | 0 | 27.8 | 0 | 0 |  | 0 | 0 |  | 0 | 0 |  |  | 0
5 | 16 | 2 | 0 | 0 | 25.6 | 2.6 | 0 | 25.6 | 0 | 0 |  | 0 | 0 |  | 0 | 0 |  |  | 0
5 | 16 | 3 | 0 | 0 | 23.9 | 2.1 | 0 | 23.9 | 0 | 0 |  | 0 | 0 |  | 0 | 0 |  |  | 0
5 | 16 | 4 | 0 | 0 | 23.3 | 4.6 | 0 | 23.3 | 0 | 0 |  | 0 | 0 |  | 0 | 0 |  |  | 0
5 | 16 | 5 | 15 | 14 | 22.2 | 5.2 | 12.238 | 21.244 | 106.634 | 49.04 |  | 0 | 0 | 0 | 0 | 0 | 0 |  | 0
5 | 16 | 6 | 328 | 60 | 23.9 | 6.2 | 55.462 | 23.832 | 419.028 | 355.536 |  | 0 | 0 | 0 | 0 | 0 | 0 |  | 0
5 | 16 | 7 | 591 | 101 | 26.1 | 5.2 | 256.615 | 29.975 | 1923.648 | 1827.089 |  | 0 | 0 | 0 | 0 | 0 | 0 |  | 795.6529
5 | 16 | 8 | 727 | 136 | 29.4 | 4.6 | 501.25 | 38.912 | 3974.698 | 3820.634 |  | 3394.1423 | 0.23234 | 0.15606 | 2926.4218 | 0.20033 | 0.13456 |  | 2845.0669
5 | 16 | 9 | 799 | 162 | 31.1 | 3.1 | 723.486 | 47.474 | 5686.99 | 5473.938 |  | 7962.9465 | 0.32015 | 0.23857 | 6728.0322 | 0.2705 | 0.20157 |  | 4833.0791
5 | 16 | 10 | 844 | 180 | 33.3 | 3.1 | 899.852 | 53.957 | 6940.665 | 6678.087 |  | 11349.5723 | 0.33582 | 0.26244 | 9706.84 | 0.28721 | 0.22445 |  | 6444.1155
5 | 16 | 11 | 863 | 190 | 35 | 3.6 | 1004.686 | 57.19 | 7662.843 | 7369.305 |  | 13650.6611 | 0.34217 | 0.27373 | 11874.5287 | 0.29765 | 0.23811 |  | 7496.0213
5 | 16 | 12 | 871 | 192 | 36.1 | 5.7 | 1037.3 | 55.17 | 7976.515 | 7668.975 |  | 14700.8604 | 0.34263 | 0.27745 | 12811.0594 | 0.29858 | 0.24178 |  | 7987.29
5 | 16 | 13 | 867 | 189 | 37.2 | 4.6 | 996.354 | 57.738 | 7581.819 | 7291.843 |  | 14537.9686 | 0.34265 | 0.2777 | 12664.5365 | 0.29849 | 0.24192 |  | 7892.0453
5 | 16 | 14 | 842 | 177 | 38.3 | 6.2 | 874.288 | 53.741 | 6744.977 | 6490.483 |  | 13015.9757 | 0.34141 | 0.2745 | 11324.6151 | 0.29704 | 0.23883 |  | 7129.5538
5 | 16 | 15 | 791 | 158 | 38.3 | 5.2 | 687.057 | 51.749 | 5300.109 | 5101.26 |  | 10149.1009 | 0.33296 | 0.26173 | 8654.8561 | 0.28394 | 0.2232 |  | 5770.5384
5 | 16 | 16 | 707 | 130 | 37.8 | 6.7 | 454.303 | 45.356 | 3484.266 | 3345.257 |  | 6455.0547 | 0.31304 | 0.23519 | 5397.1105 | 0.26173 | 0.19665 |  | 3944.4346
5 | 16 | 17 | 556 | 93 | 37.2 | 7.2 | 211.951 | 40.357 | 1479.743 | 1393.742 |  | 1142.4278 | 0.11536 | 0.077265 | 964.9606 | 0.097438 | 0.065262 |  | 1864.2297
5 | 16 | 18 | 254 | 51 | 36.1 | 5.7 | 38.818 | 36.303 | 320.632 | 259.033 |  | 0 | 0 | 0 | 0 | 0 | 0 |  | 243.939
5 | 16 | 19 | 4 | 8 | 33.9 | 6.7 | 7.337 | 33.291 | 61.271 | 4.506 |  | 0 | 0 | 0 | 0 | 0 | 0 |  | 0
5 | 16 | 20 | 0 | 0 | 31.7 | 5.2 | 0 | 31.7 | 0 | 0 |  | 0 | 0 |  | 0 | 0 |  |  | 0
5 | 16 | 21 | 0 | 0 | 30 | 6.7 | 0 | 30 | 0 | 0 |  | 0 | 0 |  | 0 | 0 |  |  | 0
5 | 16 | 22 | 0 | 0 | 29.4 | 5.2 | 0 | 29.4 | 0 | 0 |  | 0 | 0 |  | 0 | 0 |  |  | 0
5 | 16 | 23 | 0 | 0 | 28.9 | 5.2 | 0 | 28.9 | 0 | 0 |  | 0 | 0 |  | 0 | 0 |  |  | 0
5 | 17 | 0 | 0 | 0 | 28.9 | 5.2 | 0 | 28.9 | 0 | 0 |  | 0 | 0 |  | 0 | 0 |  |  | 0
5 | 17 | 1 | 0 | 0 | 27.8 | 4.1 | 0 | 27.8 | 0 | 0 |  | 0 | 0 |  | 0 | 0 |  |  | 0
5 | 17 | 2 | 0 | 0 | 24.4 | 0 | 0 | 24.4 | 0 | 0 |  | 0 | 0 |  | 0 | 0 |  |  | 0
5 | 17 | 3 | 0 | 0 | 25 | 2.6 | 0 | 25 | 0 | 0 |  | 0 | 0 |  | 0 | 0 |  |  | 0
5 | 17 | 4 | 0 | 0 | 23.3 | 3.6 | 0 | 23.3 | 0 | 0 |  | 0 | 0 |  | 0 | 0 |  |  | 0
5 | 17 | 5 | 7 | 15 | 22.2 | 3.1 | 13.415 | 21.009 | 116.977 | 59.193 |  | 0 | 0 | 0 | 0 | 0 | 0 |  | 0
5 | 17 | 6 | 250 | 67 | 23.9 | 5.2 | 58.633 | 23.88 | 460.822 | 396.516 |  | 0 | 0 | 0 | 0 | 0 | 0 |  | 0
5 | 17 | 7 | 510 | 118 | 26.1 | 3.6 | 246.888 | 30.437 | 1871.665 | 1776.377 |  | 0 | 0 | 0 | 0 | 0 | 0 |  | 803.0663
5 | 17 | 8 | 655 | 161 | 28.3 | 3.1 | 487.561 | 38.842 | 3875.779 | 3724.818 |  | 3031.6374 | 0.23073 | 0.14041 | 2614.6729 | 0.199 | 0.1211 |  | 2787.9589
5 | 17 | 9 | 735 | 194 | 30.6 | 3.1 | 709.813 | 46.648 | 5599.531 | 5389.734 |  | 7310.6343 | 0.32001 | 0.22133 | 6176.7454 | 0.27037 | 0.187 |  | 4731.8636
5 | 17 | 10 | 785 | 214 | 32.2 | 2.6 | 885.601 | 53.628 | 6840.076 | 6581.67 |  | 10537.5686 | 0.33572 | 0.24723 | 9010.9674 | 0.28708 | 0.21141 |  | 6295.1958
5 | 17 | 11 | 813 | 226 | 33.3 | 2.6 | 997.768 | 57.613 | 7597.518 | 7306.853 |  | 12839.941 | 0.34213 | 0.25995 | 11169.7176 | 0.29763 | 0.22613 |  | 7366.8107
5 | 17 | 12 | 817 | 230 | 35 | 2.6 | 1028.081 | 60.177 | 7750.776 | 7453.347 |  | 13770.497 | 0.34263 | 0.26347 | 11999.6419 | 0.29857 | 0.22959 |  | 7816.6038
5 | 17 | 13 | 809 | 225 | 36.1 | 3.6 | 982.385 | 58.048 | 7466.537 | 7181.591 |  | 13547.3117 | 0.34265 | 0.26383 | 11800.3795 | 0.29847 | 0.22981 |  | 7680.5415
5 | 17 | 14 | 780 | 211 | 37.2 | 5.2 | 858.593 | 53.965 | 6618.909 | 6369.554 |  | 12039.7131 | 0.34135 | 0.25976 | 10474.9744 | 0.29698 | 0.226 |  | 6910.88
5 | 17 | 15 | 732 | 188 | 37.8 | 4.1 | 675.598 | 52.43 | 5200.962 | 5005.669 |  | 9377.6637 | 0.33286 | 0.2465 | 7996.3418 | 0.28383 | 0.21019 |  | 5611.0476
5 | 17 | 16 | 642 | 154 | 36.7 | 3.6 | 445.999 | 46.789 | 3412.397 | 3275.525 |  | 5852.2619 | 0.3129 | 0.21846 | 4891.4176 | 0.26153 | 0.18259 |  | 3809.4527
5 | 17 | 17 | 479 | 108 | 37.2 | 3.6 | 205.364 | 41.677 | 1452.883 | 1367.499 |  | 977.3525 | 0.11466 | 0.068858 | 825.2598 | 0.09682 | 0.058143 |  | 1764.472
5 | 17 | 18 | 166 | 54 | 36.7 | 3.6 | 42.743 | 37.117 | 352.001 | 289.802 |  | 0 | 0 | 0 | 0 | 0 | 0 |  | 220.8158
5 | 17 | 19 | 0 | 1 | 34.4 | 11.8 | 0.917 | 33.908 | 7.642 | 0 |  | 0 | 0 | 0 | 0 | 0 | 0 |  | 0
5 | 17 | 20 | 0 | 0 | 30 | 7.7 | 0 | 30 | 0 | 0 |  | 0 | 0 |  | 0 | 0 |  |  | 0
5 | 17 | 21 | 0 | 0 | 29.4 | 7.2 | 0 | 29.4 | 0 | 0 |  | 0 | 0 |  | 0 | 0 |  |  | 0
5 | 17 | 22 | 0 | 0 | 28.9 | 6.7 | 0 | 28.9 | 0 | 0 |  | 0 | 0 |  | 0 | 0 |  |  | 0
5 | 17 | 23 | 0 | 0 | 28.3 | 7.7 | 0 | 28.3 | 0 | 0 |  | 0 | 0 |  | 0 | 0 |  |  | 0
5 | 18 | 0 | 0 | 0 | 27.8 | 4.1 | 0 | 27.8 | 0 | 0 |  | 0 | 0 |  | 0 | 0 |  |  | 0
5 | 18 | 1 | 0 | 0 | 27.2 | 2.1 | 0 | 27.2 | 0 | 0 |  | 0 | 0 |  | 0 | 0 |  |  | 0
5 | 18 | 2 | 0 | 0 | 27.2 | 1 | 0 | 27.2 | 0 | 0 |  | 0 | 0 |  | 0 | 0 |  |  | 0
5 | 18 | 3 | 0 | 0 | 27.2 | 1.5 | 0 | 27.2 | 0 | 0 |  | 0 | 0 |  | 0 | 0 |  |  | 0
5 | 18 | 4 | 0 | 0 | 27.2 | 0 | 0 | 27.2 | 0 | 0 |  | 0 | 0 |  | 0 | 0 |  |  | 0
5 | 18 | 5 | 14 | 22 | 26.1 | 2.6 | 18.72 | 25.072 | 160.952 | 102.357 |  | 0 | 0 | 0 | 0 | 0 | 0 |  | 0
5 | 18 | 6 | 265 | 86 | 27.2 | 2.1 | 74.58 | 27.673 | 588.209 | 521.384 |  | 0 | 0 | 0 | 0 | 0 | 0 |  | 0
5 | 18 | 7 | 289 | 163 | 28.9 | 4.6 | 223.451 | 32.465 | 1752.515 | 1660.105 |  | 0 | 0 | 0 | 0 | 0 | 0 |  | 821.7775
5 | 18 | 8 | 293 | 269 | 30.6 | 4.1 | 395.97 | 38.295 | 3195.544 | 3065.014 |  | 1343.7718 | 0.22903 | 0.067223 | 1159.2951 | 0.19759 | 0.057995 |  | 2416.9438
5 | 18 | 9 | 560 | 250 | 32.2 | 4.6 | 636.572 | 44.708 | 5064.161 | 4873.722 |  | 5558.7367 | 0.31987 | 0.18223 | 4696.4192 | 0.27025 | 0.15396 |  | 4264.0048
5 | 18 | 10 | 508 | 368 | 33.9 | 4.6 | 793.821 | 49.915 | 6222.927 | 5989.359 |  | 6807.0625 | 0.33562 | 0.17189 | 5820.0325 | 0.28696 | 0.14696 |  | 5592.2611
5 | 18 | 11 | 267 | 444 | 33.9 | 6.2 | 687.117 | 45.845 | 5476.73 | 5271.46 |  | 4210.2903 | 0.34209 | 0.11821 | 3662.7451 | 0.2976 | 0.10284 |  | 4883.9183
5 | 18 | 12 | 500 | 433 | 34.4 | 4.6 | 915.618 | 52.86 | 7105.067 | 6835.598 |  | 8416.0143 | 0.34264 | 0.17795 | 7333.2447 | 0.29855 | 0.15505 |  | 6730.3405
5 | 18 | 13 | 641 | 342 | 36.1 | 2.6 | 937.2 | 59.047 | 7095.629 | 6826.558 |  | 10719.9493 | 0.34265 | 0.21771 | 9336.6568 | 0.29844 | 0.18962 |  | 7172.4953
5 | 18 | 14 | 319 | 447 | 35.6 | 3.1 | 693.331 | 52.202 | 5388.141 | 5186.104 |  | 4916.8309 | 0.34129 | 0.12982 | 4277.7017 | 0.29692 | 0.11294 |  | 5229.1157
5 | 18 | 15 | 650 | 240 | 36.7 | 3.1 | 668.061 | 52.227 | 5151.933 | 4958.387 |  | 8314.8916 | 0.33277 | 0.22122 | 7089.5525 | 0.28373 | 0.18862 |  | 5461.3914
5 | 18 | 16 | 464 | 191 | 36.7 | 3.6 | 394.181 | 45.671 | 3049.647 | 2923.294 |  | 4223.371 | 0.31277 | 0.17948 | 3528.808 | 0.26133 | 0.14997 |  | 3263.7553
5 | 18 | 17 | 511 | 132 | 35.6 | 8.2 | 233.013 | 38.707 | 1681.047 | 1590.342 |  | 1036.3107 | 0.11406 | 0.064707 | 874.7957 | 0.096285 | 0.054622 |  | 1977.1254
5 | 18 | 18 | 0 | 70 | 31.7 | 7.2 | 57.714 | 32.061 | 484.075 | 419.313 |  | 0 | 0 | 0 | 0 | 0 | 0 |  | 207.9166
5 | 18 | 19 | 0 | 2 | 30 | 4.1 | 1.834 | 28.998 | 15.555 | 0 |  | 0 | 0 | 0 | 0 | 0 | 0 |  | 0
5 | 18 | 20 | 0 | 0 | 23.9 | 11.8 | 0 | 23.9 | 0 | 0 |  | 0 | 0 |  | 0 | 0 |  |  | 0
5 | 18 | 21 | 0 | 0 | 22.8 | 6.7 | 0 | 22.8 | 0 | 0 |  | 0 | 0 |  | 0 | 0 |  |  | 0
5 | 18 | 22 | 0 | 0 | 23.3 | 4.6 | 0 | 23.3 | 0 | 0 |  | 0 | 0 |  | 0 | 0 |  |  | 0
5 | 18 | 23 | 0 | 0 | 23.3 | 5.7 | 0 | 23.3 | 0 | 0 |  | 0 | 0 |  | 0 | 0 |  |  | 0
5 | 19 | 0 | 0 | 0 | 22.8 | 7.7 | 0 | 22.8 | 0 | 0 |  | 0 | 0 |  | 0 | 0 |  |  | 0
5 | 19 | 1 | 0 | 0 | 22.2 | 7.7 | 0 | 22.2 | 0 | 0 |  | 0 | 0 |  | 0 | 0 |  |  | 0
5 | 19 | 2 | 0 | 0 | 22.2 | 3.6 | 0 | 22.2 | 0 | 0 |  | 0 | 0 |  | 0 | 0 |  |  | 0
5 | 19 | 3 | 0 | 0 | 22.2 | 1 | 0 | 22.2 | 0 | 0 |  | 0 | 0 |  | 0 | 0 |  |  | 0
5 | 19 | 4 | 0 | 0 | 22.2 | 2.1 | 0 | 22.2 | 0 | 0 |  | 0 | 0 |  | 0 | 0 |  |  | 0
5 | 19 | 5 | 0 | 13 | 22.8 | 2.1 | 11.544 | 21.387 | 100.536 | 43.054 |  | 0 | 0 | 0 | 0 | 0 | 0 |  | 0
5 | 19 | 6 | 5 | 87 | 23.3 | 3.6 | 72.325 | 23.55 | 624.258 | 556.71 |  | 0 | 0 | 0 | 0 | 0 | 0 |  | 0
5 | 19 | 7 | 6 | 162 | 22.8 | 3.1 | 143.302 | 24.883 | 1230.361 | 1149.997 |  | 0 | 0 | 0 | 0 | 0 | 0 |  | 623.0235
5 | 19 | 8 | 5 | 228 | 23.9 | 3.1 | 205.728 | 27.651 | 1751.935 | 1659.539 |  | 22.7107 | 0.22725 | 0.0018816 | 19.5984 | 0.1961 | 0.0016237 |  | 1369.6172
5 | 19 | 9 | 4 | 315 | 24.4 | 2.6 | 286.998 | 30.55 | 2419.987 | 2310.827 |  | 39.6232 | 0.31972 | 0.0023781 | 33.4751 | 0.27011 | 0.0020091 |  | 2064.1423
5 | 19 | 10 | 3 | 378 | 26.1 | 3.6 | 346.851 | 33.145 | 2897.83 | 2775.745 |  | 40.1269 | 0.33552 | 0.0020099 | 34.3034 | 0.28683 | 0.0017182 |  | 2527.4213
5 | 19 | 11 | 1 | 422 | 26.7 | 4.1 | 387.987 | 34.428 | 3226.573 | 3095.146 |  | 15.7445 | 0.34205 | 0.00070918 | 13.6974 | 0.29757 | 0.00061697 |  | 2822.9247
5 | 19 | 12 | 0 | 545 | 27.2 | 3.1 | 504.195 | 38.443 | 4132.066 | 3972.998 |  | 0 | 0.34264 | 0 | 0 | 0.29853 | 0 |  | 3640.1508
5 | 19 | 13 | 98 | 611 | 28.9 | 4.6 | 671.474 | 42.246 | 5425.482 | 5222.085 |  | 1636.8227 | 0.34266 | 0.044413 | 1425.4609 | 0.29841 | 0.038678 |  | 4827.0681
5 | 19 | 14 | 46 | 434 | 28.9 | 3.1 | 442.801 | 39.404 | 3615.065 | 3472.121 |  | 708.0152 | 0.34123 | 0.02848 | 615.963 | 0.29686 | 0.024777 |  | 3218.1543
5 | 19 | 15 | 594 | 325 | 29.4 | 1.5 | 705.079 | 48.767 | 5516.586 | 5309.853 |  | 7587.8233 | 0.33268 | 0.19031 | 6469.1337 | 0.28363 | 0.16225 |  | 5686.3569
5 | 19 | 16 | 228 | 269 | 30.6 | 2.6 | 348.019 | 39.587 | 2792.302 | 2673.139 |  | 2072.3995 | 0.31265 | 0.09987 | 1731.0463 | 0.26115 | 0.08342 |  | 2730.0273
5 | 19 | 17 | 374 | 132 | 31.1 | 2.1 | 201.638 | 36.008 | 1499.652 | 1413.191 |  | 754.5433 | 0.11355 | 0.055584 | 636.7903 | 0.095832 | 0.046909 |  | 1649.0999
5 | 19 | 18 | 103 | 59 | 30.6 | 4.1 | 47.937 | 30.892 | 403.758 | 340.562 |  | 0 | 0 | 0 | 0 | 0 | 0 |  | 212.9762
5 | 19 | 19 | 2 | 6 | 30 | 5.7 | 5.503 | 29.204 | 46.63 | 0 |  | 0 | 0 | 0 | 0 | 0 | 0 |  | 0
5 | 19 | 20 | 0 | 0 | 29.4 | 4.1 | 0 | 29.4 | 0 | 0 |  | 0 | 0 |  | 0 | 0 |  |  | 0
5 | 19 | 21 | 0 | 0 | 28.3 | 4.1 | 0 | 28.3 | 0 | 0 |  | 0 | 0 |  | 0 | 0 |  |  | 0
5 | 19 | 22 | 0 | 0 | 26.7 | 3.6 | 0 | 26.7 | 0 | 0 |  | 0 | 0 |  | 0 | 0 |  |  | 0
5 | 19 | 23 | 0 | 0 | 27.2 | 8.2 | 0 | 27.2 | 0 | 0 |  | 0 | 0 |  | 0 | 0 |  |  | 0
5 | 20 | 0 | 0 | 0 | 24.4 | 4.6 | 0 | 24.4 | 0 | 0 |  | 0 | 0 |  | 0 | 0 |  |  | 0
5 | 20 | 1 | 0 | 0 | 25.6 | 5.2 | 0 | 25.6 | 0 | 0 |  | 0 | 0 |  | 0 | 0 |  |  | 0
5 | 20 | 2 | 0 | 0 | 23.3 | 2.1 | 0 | 23.3 | 0 | 0 |  | 0 | 0 |  | 0 | 0 |  |  | 0
5 | 20 | 3 | 0 | 0 | 23.3 | 2.6 | 0 | 23.3 | 0 | 0 |  | 0 | 0 |  | 0 | 0 |  |  | 0
5 | 20 | 4 | 0 | 0 | 23.3 | 3.6 | 0 | 23.3 | 0 | 0 |  | 0 | 0 |  | 0 | 0 |  |  | 0
5 | 20 | 5 | 3 | 17 | 23.3 | 2.1 | 15.076 | 22.011 | 131.01 | 72.968 |  | 0 | 0 | 0 | 0 | 0 | 0 |  | 0
5 | 20 | 6 | 90 | 68 | 23.3 | 6.2 | 58.403 | 23.275 | 489.306 | 424.442 |  | 0 | 0 | 0 | 0 | 0 | 0 |  | 0
5 | 20 | 7 | 188 | 211 | 25 | 4.6 | 233.69 | 28.659 | 1905.337 | 1809.227 |  | 0 | 0 | 0 | 0 | 0 | 0 |  | 932.2386
5 | 20 | 8 | 294 | 298 | 27.2 | 4.6 | 421.148 | 35.019 | 3442.329 | 3304.569 |  | 1321.8797 | 0.22538 | 0.061454 | 1141.03 | 0.19454 | 0.053046 |  | 2586.4685
5 | 20 | 9 | 339 | 374 | 28.3 | 4.1 | 590.16 | 40.403 | 4781.332 | 4600.725 |  | 3350.9778 | 0.31957 | 0.11125 | 2830.8729 | 0.26997 | 0.093984 |  | 4020.4668
5 | 20 | 10 | 182 | 490 | 30 | 3.1 | 619.216 | 44.271 | 4962.826 | 4775.941 |  | 2429.9478 | 0.33542 | 0.073703 | 2077.0073 | 0.2867 | 0.062998 |  | 4376.7829
5 | 20 | 11 | 614 | 380 | 31.7 | 3.6 | 954.272 | 52.39 | 7416.819 | 7134.028 |  | 9652.1754 | 0.342 | 0.20037 | 8397.4452 | 0.29754 | 0.17432 |  | 6940.8887
5 | 20 | 12 | 690 | 300 | 33.9 | 3.6 | 968.729 | 55.481 | 7440.235 | 7156.431 |  | 11583.0695 | 0.34264 | 0.23374 | 10091.2077 | 0.29851 | 0.20364 |  | 7286.0388
5 | 20 | 13 | 586 | 421 | 33.9 | 3.6 | 957.789 | 55.283 | 7360.251 | 7079.901 |  | 9775.1947 | 0.34266 | 0.19307 | 8512.0438 | 0.29838 | 0.16812 |  | 7269.0164
5 | 20 | 14 | 498 | 379 | 34.4 | 4.6 | 779.62 | 50.667 | 6091.499 | 5863.053 |  | 7654.5955 | 0.34117 | 0.18081 | 6659.1655 | 0.2968 | 0.1573 |  | 6028.1085
5 | 20 | 15 | 600 | 290 | 32.2 | 5.2 | 677.114 | 45.224 | 5367.112 | 5165.839 |  | 7654.1691 | 0.3326 | 0.20017 | 6525.2154 | 0.28354 | 0.17065 |  | 5485.9918
5 | 20 | 16 | 369 | 236 | 33.9 | 3.1 | 386.433 | 43.169 | 3035.415 | 2909.465 |  | 3349.7134 | 0.31254 | 0.14496 | 2797.1661 | 0.26099 | 0.12105 |  | 3133.0282
5 | 20 | 17 | 266 | 161 | 33.3 | 1.5 | 200.317 | 38.927 | 1520.79 | 1433.84 |  | 534.3504 | 0.11313 | 0.040556 | 450.8709 | 0.095458 | 0.03422 |  | 1557.2526
5 | 20 | 18 | 65 | 71 | 31.7 | 4.1 | 55.904 | 32.191 | 468.673 | 404.213 |  | 0 | 0 | 0 | 0 | 0 | 0 |  | 235.0099
5 | 20 | 19 | 1 | 6 | 30 | 6.2 | 5.503 | 29.252 | 46.622 | 0 |  | 0 | 0 | 0 | 0 | 0 | 0 |  | 0
5 | 20 | 20 | 0 | 0 | 28.3 | 2.1 | 0 | 28.3 | 0 | 0 |  | 0 | 0 |  | 0 | 0 |  |  | 0
5 | 20 | 21 | 0 | 0 | 28.3 | 0 | 0 | 28.3 | 0 | 0 |  | 0 | 0 |  | 0 | 0 |  |  | 0
5 | 20 | 22 | 0 | 0 | 27.8 | 2.1 | 0 | 27.8 | 0 | 0 |  | 0 | 0 |  | 0 | 0 |  |  | 0
5 | 20 | 23 | 0 | 0 | 27.2 | 2.1 | 0 | 27.2 | 0 | 0 |  | 0 | 0 |  | 0 | 0 |  |  | 0
5 | 21 | 0 | 0 | 0 | 25 | 4.1 | 0 | 25 | 0 | 0 |  | 0 | 0 |  | 0 | 0 |  |  | 0
5 | 21 | 1 | 0 | 0 | 24.4 | 5.2 | 0 | 24.4 | 0 | 0 |  | 0 | 0 |  | 0 | 0 |  |  | 0
5 | 21 | 2 | 0 | 0 | 23.3 | 2.6 | 0 | 23.3 | 0 | 0 |  | 0 | 0 |  | 0 | 0 |  |  | 0
5 | 21 | 3 | 0 | 0 | 23.3 | 5.2 | 0 | 23.3 | 0 | 0 |  | 0 | 0 |  | 0 | 0 |  |  | 0
5 | 21 | 4 | 0 | 0 | 21.7 | 4.6 | 0 | 21.7 | 0 | 0 |  | 0 | 0 |  | 0 | 0 |  |  | 0
5 | 21 | 5 | 117 | 14 | 21.7 | 5.2 | 10.912 | 20.707 | 95.257 | 37.872 |  | 0 | 0 | 0 | 0 | 0 | 0 |  | 0
5 | 21 | 6 | 584 | 35 | 22.2 | 5.2 | 43.734 | 21.855 | 277.054 | 216.284 |  | 0 | 0 | 0 | 0 | 0 | 0 |  | 0
5 | 21 | 7 | 779 | 54 | 25.6 | 4.1 | 266.178 | 30.133 | 1923.292 | 1826.741 |  | 0 | 0 | 0 | 0 | 0 | 0 |  | 731.4592
5 | 21 | 8 | 867 | 72 | 27.8 | 5.2 | 507.123 | 36.784 | 4026.815 | 3871.103 |  | 3856.8123 | 0.22342 | 0.18329 | 3329.963 | 0.1929 | 0.15825 |  | 2826.4062
5 | 21 | 9 | 927 | 86 | 31.1 | 4.1 | 731.048 | 46.249 | 5764.394 | 5548.439 |  | 9143.5987 | 0.31941 | 0.2759 | 7723.9113 | 0.26982 | 0.23306 |  | 4904.8803
5 | 21 | 10 | 953 | 95 | 32.2 | 5.7 | 897.188 | 48.387 | 7067.346 | 6799.467 |  | 12700.6217 | 0.33531 | 0.2963 | 10854.4226 | 0.28657 | 0.25323 |  | 6510.9544
5 | 21 | 11 | 973 | 101 | 33.9 | 4.1 | 1005.831 | 55.238 | 7729.573 | 7433.085 |  | 15272.1136 | 0.34195 | 0.30566 | 13287.1748 | 0.29751 | 0.26594 |  | 7645.1268
5 | 21 | 12 | 981 | 102 | 35 | 4.1 | 1039.471 | 57.169 | 7929.97 | 7624.53 |  | 16446.5212 | 0.34265 | 0.30826 | 14326.9557 | 0.29849 | 0.26853 |  | 8181.297
5 | 21 | 13 | 978 | 100 | 36.7 | 6.2 | 998.013 | 54.254 | 7697.827 | 7402.744 |  | 16294.1195 | 0.34266 | 0.30859 | 14187.1244 | 0.29835 | 0.26869 |  | 8097.5334
5 | 21 | 14 | 825 | 113 | 37.2 | 4.1 | 788.396 | 54.336 | 6066.041 | 5838.58 |  | 12664.087 | 0.34111 | 0.29411 | 11016.8073 | 0.29674 | 0.25586 |  | 6545.8738
5 | 21 | 15 | 814 | 143 | 35.6 | 4.1 | 683.301 | 50.266 | 5298.09 | 5099.313 |  | 10370.8977 | 0.33252 | 0.26801 | 8840.6111 | 0.28345 | 0.22846 |  | 5778.8119
5 | 21 | 16 | 818 | 68 | 37.8 | 6.2 | 445.804 | 45.582 | 3389.291 | 3253.102 |  | 7416.9078 | 0.31244 | 0.2716 | 6191.8191 | 0.26083 | 0.22674 |  | 4011.9524
5 | 21 | 17 | 712 | 57 | 36.1 | 3.6 | 215.958 | 40.779 | 1441.066 | 1355.953 |  | 1425.4202 | 0.1128 | 0.091203 | 1202.5434 | 0.095163 | 0.076942 |  | 2022.3163
5 | 21 | 18 | 545 | 31 | 35 | 6.2 | 25.558 | 34.927 | 212.165 | 152.616 |  | 0 | 0 | 0 | 0 | 0 | 0 |  | 292.3894
5 | 21 | 19 | 70 | 9 | 32.8 | 5.2 | 8.255 | 32.059 | 69.236 | 12.326 |  | 0 | 0 | 0 | 0 | 0 | 0 |  | 0
5 | 21 | 20 | 0 | 0 | 31.1 | 4.6 | 0 | 31.1 | 0 | 0 |  | 0 | 0 |  | 0 | 0 |  |  | 0
5 | 21 | 21 | 0 | 0 | 30.6 | 3.1 | 0 | 30.6 | 0 | 0 |  | 0 | 0 |  | 0 | 0 |  |  | 0
5 | 21 | 22 | 0 | 0 | 29.4 | 4.1 | 0 | 29.4 | 0 | 0 |  | 0 | 0 |  | 0 | 0 |  |  | 0
5 | 21 | 23 | 0 | 0 | 28.9 | 4.6 | 0 | 28.9 | 0 | 0 |  | 0 | 0 |  | 0 | 0 |  |  | 0
5 | 22 | 0 | 0 | 0 | 28.3 | 5.7 | 0 | 28.3 | 0 | 0 |  | 0 | 0 |  | 0 | 0 |  |  | 0
5 | 22 | 1 | 0 | 0 | 24.4 | 2.6 | 0 | 24.4 | 0 | 0 |  | 0 | 0 |  | 0 | 0 |  |  | 0
5 | 22 | 2 | 0 | 0 | 22.8 | 3.1 | 0 | 22.8 | 0 | 0 |  | 0 | 0 |  | 0 | 0 |  |  | 0
5 | 22 | 3 | 0 | 0 | 20.6 | 3.6 | 0 | 20.6 | 0 | 0 |  | 0 | 0 |  | 0 | 0 |  |  | 0
5 | 22 | 4 | 0 | 0 | 20 | 4.1 | 0 | 20 | 0 | 0 |  | 0 | 0 |  | 0 | 0 |  |  | 0
5 | 22 | 5 | 54 | 17 | 19.4 | 4.1 | 14.084 | 18.277 | 123.971 | 66.059 |  | 0 | 0 | 0 | 0 | 0 | 0 |  | 0
5 | 22 | 6 | 472 | 49 | 21.7 | 3.6 | 49.97 | 21.409 | 352.606 | 290.396 |  | 0 | 0 | 0 | 0 | 0 | 0 |  | 0
5 | 22 | 7 | 702 | 77 | 23.9 | 4.1 | 264.171 | 28.377 | 1950.109 | 1852.9 |  | 0 | 0 | 0 | 0 | 0 | 0 |  | 763.748
5 | 22 | 8 | 820 | 102 | 26.1 | 4.1 | 511.594 | 36.264 | 4079.182 | 3921.805 |  | 3607.1974 | 0.22139 | 0.16663 | 3115.1327 | 0.19119 | 0.1439 |  | 2868.2933
5 | 22 | 9 | 870 | 121 | 27.8 | 3.1 | 724.06 | 44.251 | 5754.925 | 5539.327 |  | 8562.6104 | 0.31926 | 0.25812 | 7232.5598 | 0.26966 | 0.21803 |  | 4856.8495
5 | 22 | 10 | 913 | 134 | 30 | 3.1 | 899.63 | 50.73 | 7023.815 | 6757.764 |  | 12145.2206 | 0.33521 | 0.2807 | 10378.3843 | 0.28644 | 0.23987 |  | 6513.8701
5 | 22 | 11 | 938 | 141 | 30.6 | 3.6 | 1009.779 | 53.009 | 7827.724 | 7526.867 |  | 14700.1154 | 0.34191 | 0.29169 | 12789.8124 | 0.29748 | 0.25378 |  | 7651.6042
5 | 22 | 12 | 943 | 143 | 31.7 | 2.6 | 1040.349 | 57.302 | 7932.548 | 7626.991 |  | 15789.0378 | 0.34265 | 0.29465 | 13752.8882 | 0.29846 | 0.25665 |  | 8155.1136
5 | 22 | 13 | 939 | 140 | 32.2 | 3.6 | 998.975 | 54.611 | 7694.671 | 7399.728 |  | 15625.5208 | 0.34267 | 0.2951 | 13603.5966 | 0.29832 | 0.25691 |  | 8059.6514
5 | 22 | 14 | 915 | 132 | 32.8 | 3.6 | 878.704 | 52.63 | 6805.811 | 6548.818 |  | 14027.7415 | 0.34105 | 0.29188 | 12202.6153 | 0.29668 | 0.2539 |  | 7297.1305
5 | 22 | 15 | 881 | 118 | 33.3 | 6.7 | 702.8 | 45.031 | 5555.338 | 5347.176 |  | 11210.9561 | 0.33244 | 0.28085 | 9556.0634 | 0.28337 | 0.23939 |  | 6005.4735
5 | 22 | 16 | 814 | 98 | 32.8 | 4.1 | 471.85 | 42.993 | 3632.886 | 3489.401 |  | 7372.728 | 0.31235 | 0.25645 | 6153.4405 | 0.2607 | 0.21404 |  | 4184.2978
5 | 22 | 17 | 687 | 72 | 33.3 | 3.1 | 224.185 | 38.429 | 1532.154 | 1444.941 |  | 1371.8993 | 0.11256 | 0.085912 | 1157.2565 | 0.094945 | 0.07247 |  | 2048.0014
5 | 22 | 18 | 414 | 43 | 31.7 | 4.1 | 33.043 | 31.751 | 277.452 | 216.675 |  | 0 | 0 | 0 | 0 | 0 | 0 |  | 280.7583
5 | 22 | 19 | 28 | 11 | 28.9 | 2.1 | 10.089 | 27.771 | 85.924 | 28.709 |  | 0 | 0 | 0 | 0 | 0 | 0 |  | 0
5 | 22 | 20 | 0 | 0 | 27.2 | 2.1 | 0 | 27.2 | 0 | 0 |  | 0 | 0 |  | 0 | 0 |  |  | 0
5 | 22 | 21 | 0 | 0 | 26.7 | 0 | 0 | 26.7 | 0 | 0 |  | 0 | 0 |  | 0 | 0 |  |  | 0
5 | 22 | 22 | 0 | 0 | 26.7 | 2.1 | 0 | 26.7 | 0 | 0 |  | 0 | 0 |  | 0 | 0 |  |  | 0
5 | 22 | 23 | 0 | 0 | 25 | 1.5 | 0 | 25 | 0 | 0 |  | 0 | 0 |  | 0 | 0 |  |  | 0
5 | 23 | 0 | 0 | 0 | 24.4 | 0 | 0 | 24.4 | 0 | 0 |  | 0 | 0 |  | 0 | 0 |  |  | 0
5 | 23 | 1 | 0 | 0 | 22.2 | 3.1 | 0 | 22.2 | 0 | 0 |  | 0 | 0 |  | 0 | 0 |  |  | 0
5 | 23 | 2 | 0 | 0 | 21.1 | 0 | 0 | 21.1 | 0 | 0 |  | 0 | 0 |  | 0 | 0 |  |  | 0
5 | 23 | 3 | 0 | 0 | 21.7 | 0 | 0 | 21.7 | 0 | 0 |  | 0 | 0 |  | 0 | 0 |  |  | 0
5 | 23 | 4 | 0 | 0 | 19.4 | 2.6 | 0 | 19.4 | 0 | 0 |  | 0 | 0 |  | 0 | 0 |  |  | 0
5 | 23 | 5 | 90 | 16 | 19.4 | 4.1 | 12.521 | 18.246 | 110.226 | 52.567 |  | 0 | 0 | 0 | 0 | 0 | 0 |  | 0
5 | 23 | 6 | 501 | 53 | 21.1 | 4.1 | 53.903 | 20.895 | 383.633 | 320.826 |  | 0 | 0 | 0 | 0 | 0 | 0 |  | 0
5 | 23 | 7 | 760 | 65 | 23.9 | 3.1 | 268.061 | 28.893 | 1954.71 | 1857.387 |  | 0 | 0 | 0 | 0 | 0 | 0 |  | 753.5335
5 | 23 | 8 | 862 | 86 | 26.7 | 2.6 | 516.397 | 38.565 | 4076.227 | 3918.944 |  | 3747.9445 | 0.21928 | 0.17346 | 3237.3106 | 0.1894 | 0.14983 |  | 2882.5208
5 | 23 | 9 | 900 | 122 | 28.3 | 2.1 | 744.604 | 47.246 | 5850.988 | 5631.762 |  | 8838.2047 | 0.31909 | 0.25916 | 7464.6553 | 0.2695 | 0.21889 |  | 4995.4596
5 | 23 | 10 | 864 | 131 | 30 | 2.6 | 854.666 | 50.868 | 6669.094 | 6417.7 |  | 11472.2376 | 0.3351 | 0.27904 | 9802.0502 | 0.28631 | 0.23842 |  | 6183.5036
5 | 23 | 11 | 866 | 170 | 32.2 | 3.6 | 978.85 | 53.841 | 7563.599 | 7274.421 |  | 13550.9709 | 0.34186 | 0.27903 | 11790.2241 | 0.29744 | 0.24278 |  | 7321.1396
5 | 23 | 12 | 898 | 206 | 32.8 | 4.6 | 1066.34 | 54.671 | 8215.274 | 7896.853 |  | 15016.4868 | 0.34266 | 0.27483 | 13078.6711 | 0.29844 | 0.23937 |  | 8223.4045
5 | 23 | 13 | 856 | 218 | 33.9 | 4.6 | 1004.299 | 54.697 | 7733.561 | 7436.895 |  | 14227.6371 | 0.34267 | 0.26862 | 12385.3669 | 0.2983 | 0.23384 |  | 7943.0377
5 | 23 | 14 | 530 | 298 | 33.3 | 4.1 | 728.923 | 49.29 | 5723.819 | 5509.389 |  | 8115.3959 | 0.341 | 0.20575 | 7059.2306 | 0.29662 | 0.17897 |  | 5699.9851
5 | 23 | 15 | 559 | 272 | 34.4 | 6.2 | 631.959 | 45.336 | 5006.678 | 4818.26 |  | 7105.3179 | 0.33237 | 0.19926 | 6056.0811 | 0.28329 | 0.16984 |  | 5112.44
5 | 23 | 16 | 393 | 256 | 33.9 | 7.2 | 414.155 | 40.343 | 3287.745 | 3154.538 |  | 3556.1228 | 0.31227 | 0.14323 | 2967.3642 | 0.26057 | 0.11952 |  | 3361.5635
5 | 23 | 17 | 480 | 123 | 33.9 | 5.2 | 217.638 | 37.764 | 1574.322 | 1486.127 |  | 956.9536 | 0.1124 | 0.063918 | 807.1707 | 0.094803 | 0.053913 |  | 1847.361
5 | 23 | 18 | 35 | 64 | 32.2 | 4.6 | 52.914 | 32.638 | 442.895 | 378.939 |  | 0 | 0 | 0 | 0 | 0 | 0 |  | 204.1689
5 | 23 | 19 | 4 | 12 | 31.7 | 2.6 | 11.006 | 30.827 | 92.723 | 35.384 |  | 0 | 0 | 0 | 0 | 0 | 0 |  | 0
5 | 23 | 20 | 0 | 0 | 29.4 | 2.1 | 0 | 29.4 | 0 | 0 |  | 0 | 0 |  | 0 | 0 |  |  | 0
5 | 23 | 21 | 0 | 0 | 27.2 | 2.1 | 0 | 27.2 | 0 | 0 |  | 0 | 0 |  | 0 | 0 |  |  | 0
5 | 23 | 22 | 0 | 0 | 26.7 | 3.1 | 0 | 26.7 | 0 | 0 |  | 0 | 0 |  | 0 | 0 |  |  | 0
5 | 23 | 23 | 0 | 0 | 26.1 | 2.1 | 0 | 26.1 | 0 | 0 |  | 0 | 0 |  | 0 | 0 |  |  | 0
5 | 24 | 0 | 0 | 0 | 25 | 2.1 | 0 | 25 | 0 | 0 |  | 0 | 0 |  | 0 | 0 |  |  | 0
5 | 24 | 1 | 0 | 0 | 24.4 | 2.1 | 0 | 24.4 | 0 | 0 |  | 0 | 0 |  | 0 | 0 |  |  | 0
5 | 24 | 2 | 0 | 0 | 23.3 | 2.6 | 0 | 23.3 | 0 | 0 |  | 0 | 0 |  | 0 | 0 |  |  | 0
5 | 24 | 3 | 0 | 0 | 21.1 | 3.6 | 0 | 21.1 | 0 | 0 |  | 0 | 0 |  | 0 | 0 |  |  | 0
5 | 24 | 4 | 0 | 0 | 20.6 | 4.1 | 0 | 20.6 | 0 | 0 |  | 0 | 0 |  | 0 | 0 |  |  | 0
5 | 24 | 5 | 56 | 17 | 19.4 | 4.6 | 14.094 | 18.358 | 124.027 | 66.113 |  | 0 | 0 | 0 | 0 | 0 | 0 |  | 0
5 | 24 | 6 | 350 | 60 | 21.7 | 5.2 | 54.775 | 21.563 | 417.275 | 353.817 |  | 0 | 0 | 0 | 0 | 0 | 0 |  | 0
5 | 24 | 7 | 616 | 98 | 24.4 | 4.6 | 256.622 | 28.509 | 1920.333 | 1823.855 |  | 0 | 0 | 0 | 0 | 0 | 0 |  | 778.9873
5 | 24 | 8 | 744 | 130 | 27.2 | 3.6 | 497.466 | 37.486 | 3957.285 | 3803.77 |  | 3195.7572 | 0.21709 | 0.14832 | 2760.8151 | 0.18755 | 0.12814 |  | 2812.683
5 | 24 | 9 | 811 | 154 | 29.4 | 3.6 | 715.789 | 44.871 | 5678.188 | 5465.465 |  | 7946.2699 | 0.31892 | 0.24079 | 6710.6214 | 0.26933 | 0.20335 |  | 4779.7392
5 | 24 | 10 | 855 | 171 | 31.7 | 3.6 | 890.469 | 51.249 | 6938.908 | 6676.403 |  | 11331.7936 | 0.33499 | 0.26473 | 9680.8545 | 0.28618 | 0.22616 |  | 6385.0383
5 | 24 | 11 | 876 | 180 | 31.7 | 3.1 | 996.33 | 54.823 | 7669.158 | 7375.341 |  | 13686.587 | 0.34181 | 0.27654 | 11908.3947 | 0.2974 | 0.24061 |  | 7450.4643
5 | 24 | 12 | 891 | 182 | 33.3 | 2.6 | 1035.936 | 58.71 | 7854.986 | 7552.911 |  | 14880.8413 | 0.34266 | 0.28086 | 12959.2253 | 0.29841 | 0.24459 |  | 8001.0837
5 | 24 | 13 | 880 | 179 | 34.4 | 5.2 | 988.924 | 53.62 | 7646.872 | 7354.038 |  | 14609.846 | 0.34267 | 0.28078 | 12716.863 | 0.29827 | 0.2444 |  | 7856.7184
5 | 24 | 14 | 867 | 169 | 36.7 | 8.2 | 879.066 | 49.745 | 6885.523 | 6625.237 |  | 13259.9323 | 0.34095 | 0.27761 | 11533.758 | 0.29656 | 0.24147 |  | 7194.1437
5 | 24 | 15 | 824 | 151 | 35.6 | 6.2 | 695.533 | 47.823 | 5443.225 | 5239.18 |  | 10462.4765 | 0.3323 | 0.26546 | 8916.9409 | 0.28321 | 0.22625 |  | 5876.5653
5 | 24 | 16 | 744 | 125 | 35.6 | 10.3 | 463.172 | 41.374 | 3598.838 | 3456.385 |  | 6726.4178 | 0.3122 | 0.23931 | 5611.6732 | 0.26046 | 0.19965 |  | 4047.342
5 | 24 | 17 | 598 | 91 | 33.9 | 9.8 | 218.564 | 36.476 | 1536.65 | 1449.333 |  | 1191.2799 | 0.11232 | 0.077438 | 1004.7843 | 0.094737 | 0.065315 |  | 1944.4283
5 | 24 | 18 | 319 | 53 | 32.2 | 7.7 | 40.222 | 32.27 | 337.109 | 275.196 |  | 0 | 0 | 0 | 0 | 0 | 0 |  | 277.2094
5 | 24 | 19 | 27 | 11 | 30 | 6.2 | 9.248 | 29.297 | 78.34 | 21.264 |  | 0 | 0 | 0 | 0 | 0 | 0 |  | 0
5 | 24 | 20 | 0 | 0 | 28.3 | 2.6 | 0 | 28.3 | 0 | 0 |  | 0 | 0 |  | 0 | 0 |  |  | 0
5 | 24 | 21 | 0 | 0 | 27.8 | 3.6 | 0 | 27.8 | 0 | 0 |  | 0 | 0 |  | 0 | 0 |  |  | 0
5 | 24 | 22 | 0 | 0 | 27.2 | 3.1 | 0 | 27.2 | 0 | 0 |  | 0 | 0 |  | 0 | 0 |  |  | 0
5 | 24 | 23 | 0 | 0 | 25.6 | 3.1 | 0 | 25.6 | 0 | 0 |  | 0 | 0 |  | 0 | 0 |  |  | 0
5 | 25 | 0 | 0 | 0 | 25.6 | 2.6 | 0 | 25.6 | 0 | 0 |  | 0 | 0 |  | 0 | 0 |  |  | 0
5 | 25 | 1 | 0 | 0 | 23.3 | 2.1 | 0 | 23.3 | 0 | 0 |  | 0 | 0 |  | 0 | 0 |  |  | 0
5 | 25 | 2 | 0 | 0 | 21.1 | 3.6 | 0 | 21.1 | 0 | 0 |  | 0 | 0 |  | 0 | 0 |  |  | 0
5 | 25 | 3 | 0 | 0 | 20 | 4.1 | 0 | 20 | 0 | 0 |  | 0 | 0 |  | 0 | 0 |  |  | 0
5 | 25 | 4 | 0 | 0 | 19.4 | 3.6 | 0 | 19.4 | 0 | 0 |  | 0 | 0 |  | 0 | 0 |  |  | 0
5 | 25 | 5 | 59 | 18 | 18.9 | 3.1 | 14.88 | 17.662 | 131.257 | 73.21 |  | 0 | 0 | 0 | 0 | 0 | 0 |  | 0
5 | 25 | 6 | 595 | 37 | 20 | 3.6 | 44.643 | 19.549 | 291.143 | 230.106 |  | 0 | 0 | 0 | 0 | 0 | 0 |  | 0
5 | 25 | 7 | 792 | 58 | 22.8 | 4.1 | 271.125 | 27.401 | 1976.52 | 1878.659 |  | 0 | 0 | 0 | 0 | 0 | 0 |  | 740.4821
5 | 25 | 8 | 884 | 77 | 25 | 2.6 | 516.932 | 36.891 | 4100.397 | 3942.343 |  | 3749.3484 | 0.21484 | 0.17443 | 3239.503 | 0.18562 | 0.15071 |  | 2875.5165
5 | 25 | 9 | 937 | 91 | 26.7 | 2.1 | 738.413 | 45.535 | 5836.51 | 5617.833 |  | 9159.8949 | 0.31875 | 0.27331 | 7734.5891 | 0.26915 | 0.23079 |  | 4949.7949
5 | 25 | 10 | 966 | 101 | 29.4 | 2.1 | 908.894 | 52.86 | 7036.607 | 6770.019 |  | 12779.3102 | 0.33488 | 0.29402 | 10916.1733 | 0.28605 | 0.25116 |  | 6592.7392
5 | 25 | 11 | 979 | 106 | 30.6 | 3.6 | 1010.958 | 53.051 | 7835.014 | 7533.833 |  | 15272.7454 | 0.34175 | 0.30391 | 13288.6146 | 0.29736 | 0.26443 |  | 7681.8814
5 | 25 | 12 | 984 | 108 | 31.7 | 3.6 | 1042.97 | 54.975 | 8025.163 | 7715.421 |  | 16413.9477 | 0.34266 | 0.30639 | 14292.9099 | 0.29838 | 0.2668 |  | 8205.7696
5 | 25 | 13 | 976 | 106 | 32.2 | 5.2 | 997.535 | 51.573 | 7774.177 | 7475.708 |  | 16185.6887 | 0.34267 | 0.30655 | 14087.2253 | 0.29824 | 0.26681 |  | 8087.5787
5 | 25 | 14 | 960 | 99 | 33.3 | 4.6 | 881.419 | 51.623 | 6852.071 | 6593.169 |  | 14665.7301 | 0.3409 | 0.30415 | 12756.004 | 0.29651 | 0.26455 |  | 7371.4127
5 | 25 | 15 | 937 | 89 | 33.3 | 6.2 | 707.903 | 45.695 | 5577.384 | 5368.408 |  | 11885.3912 | 0.33224 | 0.29386 | 10129.0705 | 0.28315 | 0.25044 |  | 6130.0546
5 | 25 | 16 | 886 | 74 | 32.8 | 3.6 | 481.744 | 43.692 | 3687.456 | 3542.309 |  | 8004.1963 | 0.31213 | 0.27107 | 6676.533 | 0.26036 | 0.2261 |  | 4335.7175
5 | 25 | 17 | 776 | 54 | 32.8 | 4.1 | 230.238 | 37.551 | 1547.384 | 1459.818 |  | 1546.0125 | 0.11233 | 0.093143 | 1303.9886 | 0.094744 | 0.078562 |  | 2155.7907
5 | 25 | 18 | 544 | 34 | 31.7 | 4.6 | 28.025 | 31.639 | 235.418 | 175.433 |  | 0 | 0 | 0 | 0 | 0 | 0 |  | 305.2324
5 | 25 | 19 | 27 | 12 | 30.6 | 2.1 | 10.557 | 29.537 | 89.349 | 32.072 |  | 0 | 0 | 0 | 0 | 0 | 0 |  | 0
5 | 25 | 20 | 0 | 0 | 28.3 | 2.1 | 0 | 28.3 | 0 | 0 |  | 0 | 0 |  | 0 | 0 |  |  | 0
5 | 25 | 21 | 0 | 0 | 27.8 | 0 | 0 | 27.8 | 0 | 0 |  | 0 | 0 |  | 0 | 0 |  |  | 0
5 | 25 | 22 | 0 | 0 | 27.2 | 1 | 0 | 27.2 | 0 | 0 |  | 0 | 0 |  | 0 | 0 |  |  | 0
5 | 25 | 23 | 0 | 0 | 25.6 | 2.6 | 0 | 25.6 | 0 | 0 |  | 0 | 0 |  | 0 | 0 |  |  | 0
5 | 26 | 0 | 0 | 0 | 24.4 | 2.1 | 0 | 24.4 | 0 | 0 |  | 0 | 0 |  | 0 | 0 |  |  | 0
5 | 26 | 1 | 0 | 0 | 22.2 | 2.1 | 0 | 22.2 | 0 | 0 |  | 0 | 0 |  | 0 | 0 |  |  | 0
5 | 26 | 2 | 0 | 0 | 21.7 | 2.6 | 0 | 21.7 | 0 | 0 |  | 0 | 0 |  | 0 | 0 |  |  | 0
5 | 26 | 3 | 0 | 0 | 21.7 | 3.1 | 0 | 21.7 | 0 | 0 |  | 0 | 0 |  | 0 | 0 |  |  | 0
5 | 26 | 4 | 0 | 0 | 21.1 | 3.6 | 0 | 21.1 | 0 | 0 |  | 0 | 0 |  | 0 | 0 |  |  | 0
5 | 26 | 5 | 61 | 18 | 20 | 4.1 | 14.886 | 18.912 | 130.749 | 72.712 |  | 0 | 0 | 0 | 0 | 0 | 0 |  | 0
5 | 26 | 6 | 390 | 59 | 21.7 | 3.6 | 55.376 | 21.534 | 418.009 | 354.536 |  | 0 | 0 | 0 | 0 | 0 | 0 |  | 0
5 | 26 | 7 | 636 | 96 | 24.4 | 2.6 | 259.023 | 29.454 | 1924.885 | 1828.296 |  | 0 | 0 | 0 | 0 | 0 | 0 |  | 777.0807
5 | 26 | 8 | 756 | 128 | 26.7 | 2.1 | 499.772 | 38.88 | 3952.635 | 3799.266 |  | 3164.6016 | 0.21251 | 0.14643 | 2734.5538 | 0.18363 | 0.12653 |  | 2820.9141
5 | 26 | 9 | 825 | 151 | 28.9 | 1.5 | 720.447 | 48.866 | 5627.997 | 5417.144 |  | 8046.4088 | 0.31858 | 0.24247 | 6793.4373 | 0.26897 | 0.20472 |  | 4809.9281
5 | 26 | 10 | 864 | 167 | 31.1 | 2.6 | 891.748 | 52.722 | 6908.899 | 6647.643 |  | 11408.8687 | 0.33476 | 0.26626 | 9744.4024 | 0.28592 | 0.22742 |  | 6396.6595
5 | 26 | 11 | 882 | 176 | 32.8 | 2.1 | 995.535 | 58.561 | 7550.88 | 7262.258 |  | 13738.905 | 0.3417 | 0.27785 | 11954.112 | 0.29731 | 0.24175 |  | 7449.1248
5 | 26 | 12 | 889 | 178 | 35 | 4.6 | 1027.796 | 56.112 | 7873.451 | 7570.548 |  | 14811.4955 | 0.34266 | 0.28175 | 12896.2315 | 0.29835 | 0.24532 |  | 7942.4215
5 | 26 | 13 | 880 | 175 | 35.6 | 5.2 | 983.03 | 54.71 | 7568.866 | 7279.457 |  | 14577.9843 | 0.34267 | 0.28181 | 12686.8423 | 0.29822 | 0.24525 |  | 7815.237
5 | 26 | 14 | 857 | 165 | 37.2 | 5.7 | 865.555 | 53.23 | 6688.811 | 6436.612 |  | 13078.1418 | 0.34085 | 0.27807 | 11374.6534 | 0.29645 | 0.24185 |  | 7085.6693
5 | 26 | 15 | 816 | 148 | 37.8 | 4.6 | 686.428 | 52.087 | 5284.3 | 5086.02 |  | 10340.9884 | 0.33218 | 0.26583 | 8812.4051 | 0.28308 | 0.22654 |  | 5801.2357
5 | 26 | 16 | 741 | 123 | 37.8 | 3.6 | 459.441 | 48.206 | 3478.498 | 3339.661 |  | 6689.9327 | 0.31208 | 0.23983 | 5579.4347 | 0.26028 | 0.20002 |  | 4017.498
5 | 26 | 17 | 604 | 90 | 36.7 | 3.6 | 219.04 | 41.488 | 1509.939 | 1423.241 |  | 1204.4789 | 0.11242 | 0.078015 | 1015.9653 | 0.094826 | 0.065805 |  | 1953.2671
5 | 26 | 18 | 327 | 52 | 36.1 | 3.6 | 39.415 | 36.451 | 325.384 | 263.695 |  | 0 | 0 | 0 | 0 | 0 | 0 |  | 279.2696
5 | 26 | 19 | 27 | 11 | 35 | 2.6 | 9.254 | 34.185 | 77.026 | 19.974 |  | 0 | 0 | 0 | 0 | 0 | 0 |  | 0
5 | 26 | 20 | 0 | 0 | 31.7 | 2.6 | 0 | 31.7 | 0 | 0 |  | 0 | 0 |  | 0 | 0 |  |  | 0
5 | 26 | 21 | 0 | 0 | 32.2 | 2.1 | 0 | 32.2 | 0 | 0 |  | 0 | 0 |  | 0 | 0 |  |  | 0
5 | 26 | 22 | 0 | 0 | 30 | 2.1 | 0 | 30 | 0 | 0 |  | 0 | 0 |  | 0 | 0 |  |  | 0
5 | 26 | 23 | 0 | 0 | 29.4 | 1 | 0 | 29.4 | 0 | 0 |  | 0 | 0 |  | 0 | 0 |  |  | 0
5 | 27 | 0 | 0 | 0 | 27.8 | 1 | 0 | 27.8 | 0 | 0 |  | 0 | 0 |  | 0 | 0 |  |  | 0
5 | 27 | 1 | 0 | 0 | 27.2 | 2.1 | 0 | 27.2 | 0 | 0 |  | 0 | 0 |  | 0 | 0 |  |  | 0
5 | 27 | 2 | 0 | 0 | 25.6 | 3.1 | 0 | 25.6 | 0 | 0 |  | 0 | 0 |  | 0 | 0 |  |  | 0
5 | 27 | 3 | 0 | 0 | 23.9 | 2.6 | 0 | 23.9 | 0 | 0 |  | 0 | 0 |  | 0 | 0 |  |  | 0
5 | 27 | 4 | 0 | 0 | 23.9 | 2.6 | 0 | 23.9 | 0 | 0 |  | 0 | 0 |  | 0 | 0 |  |  | 0
5 | 27 | 5 | 58 | 17 | 22.8 | 3.1 | 14.106 | 21.647 | 122.737 | 64.847 |  | 0 | 0 | 0 | 0 | 0 | 0 |  | 0
5 | 27 | 6 | 366 | 61 | 25 | 3.1 | 55.252 | 24.902 | 417.136 | 353.681 |  | 0 | 0 | 0 | 0 | 0 | 0 |  | 0
5 | 27 | 7 | 610 | 100 | 26.7 | 2.6 | 255.053 | 31.694 | 1886.615 | 1790.962 |  | 0 | 0 | 0 | 0 | 0 | 0 |  | 771.1373
5 | 27 | 8 | 736 | 134 | 29.4 | 3.1 | 494.625 | 40.124 | 3895.634 | 3744.053 |  | 3039.2315 | 0.21012 | 0.14137 | 2626.4009 | 0.18158 | 0.12216 |  | 2795.3901
5 | 27 | 9 | 809 | 158 | 31.1 | 3.6 | 714.95 | 46.532 | 5635.07 | 5423.954 |  | 7871.9807 | 0.3184 | 0.23841 | 6645.1595 | 0.26878 | 0.20126 |  | 4773.2746
5 | 27 | 10 | 850 | 175 | 33.9 | 4.1 | 886.455 | 52.536 | 6872.806 | 6613.046 |  | 11203.3614 | 0.33465 | 0.26259 | 9567.8015 | 0.2858 | 0.22425 |  | 6355.6662
5 | 27 | 11 | 872 | 185 | 36.1 | 3.6 | 993.603 | 58.013 | 7552.539 | 7263.844 |  | 13563.0017 | 0.34165 | 0.27449 | 11801.0774 | 0.29727 | 0.23883 |  | 7429.5673
5 | 27 | 12 | 880 | 187 | 37.2 | 2.6 | 1026.602 | 62.257 | 7674.442 | 7380.393 |  | 14644.3702 | 0.34267 | 0.27865 | 12749.4533 | 0.29833 | 0.2426 |  | 7926.1728
5 | 27 | 13 | 871 | 183 | 38.3 | 3.1 | 981.415 | 61.199 | 7364.835 | 7084.288 |  | 14413.917 | 0.34267 | 0.27895 | 12543.0135 | 0.29819 | 0.24275 |  | 7793.7513
5 | 27 | 14 | 850 | 173 | 38.3 | 5.2 | 866.672 | 55.228 | 6645.54 | 6395.103 |  | 12958.061 | 0.3408 | 0.27509 | 11269.7233 | 0.2964 | 0.23925 |  | 7084.6914
5 | 27 | 15 | 810 | 155 | 37.2 | 2.1 | 688.561 | 55.561 | 5230.004 | 5033.673 |  | 10256.2033 | 0.33213 | 0.26286 | 8739.7085 | 0.28302 | 0.22399 |  | 5808.5507
5 | 27 | 16 | 731 | 129 | 37.8 | 3.6 | 460.251 | 48.227 | 3486.606 | 3347.527 |  | 6596.0942 | 0.31203 | 0.23632 | 5500.4855 | 0.26021 | 0.19707 |  | 4011.0712
5 | 27 | 17 | 590 | 94 | 37.2 | 4.6 | 219.469 | 41.583 | 1519.114 | 1432.203 |  | 1178.6747 | 0.11259 | 0.076521 | 994.2817 | 0.09498 | 0.06455 |  | 1943.3967
5 | 27 | 18 | 311 | 55 | 36.7 | 4.6 | 41.612 | 37.057 | 342.763 | 280.741 |  | 0 | 0 | 0 | 0 | 0 | 0 |  | 283.4693
5 | 27 | 19 | 30 | 12 | 35 | 4.1 | 10.062 | 34.315 | 83.708 | 26.534 |  | 0 | 0 | 0 | 0 | 0 | 0 |  | 0
5 | 27 | 20 | 0 | 0 | 32.8 | 4.6 | 0 | 32.8 | 0 | 0 |  | 0 | 0 |  | 0 | 0 |  |  | 0
5 | 27 | 21 | 0 | 0 | 31.1 | 5.7 | 0 | 31.1 | 0 | 0 |  | 0 | 0 |  | 0 | 0 |  |  | 0
5 | 27 | 22 | 0 | 0 | 28.9 | 5.2 | 0 | 28.9 | 0 | 0 |  | 0 | 0 |  | 0 | 0 |  |  | 0
5 | 27 | 23 | 0 | 0 | 28.9 | 3.6 | 0 | 28.9 | 0 | 0 |  | 0 | 0 |  | 0 | 0 |  |  | 0
5 | 28 | 0 | 0 | 0 | 28.3 | 2.6 | 0 | 28.3 | 0 | 0 |  | 0 | 0 |  | 0 | 0 |  |  | 0
5 | 28 | 1 | 0 | 0 | 26.7 | 3.1 | 0 | 26.7 | 0 | 0 |  | 0 | 0 |  | 0 | 0 |  |  | 0
5 | 28 | 2 | 0 | 0 | 25 | 3.1 | 0 | 25 | 0 | 0 |  | 0 | 0 |  | 0 | 0 |  |  | 0
5 | 28 | 3 | 0 | 0 | 23.9 | 3.1 | 0 | 23.9 | 0 | 0 |  | 0 | 0 |  | 0 | 0 |  |  | 0
5 | 28 | 4 | 0 | 0 | 22.8 | 3.6 | 0 | 22.8 | 0 | 0 |  | 0 | 0 |  | 0 | 0 |  |  | 0
5 | 28 | 5 | 60 | 18 | 21.1 | 4.6 | 14.892 | 20.106 | 130.265 | 72.236 |  | 0 | 0 | 0 | 0 | 0 | 0 |  | 0
5 | 28 | 6 | 563 | 41 | 23.3 | 4.1 | 46.328 | 22.985 | 313.03 | 251.577 |  | 0 | 0 | 0 | 0 | 0 | 0 |  | 0
5 | 28 | 7 | 767 | 64 | 25.6 | 2.6 | 265.778 | 30.814 | 1916.365 | 1819.984 |  | 0 | 0 | 0 | 0 | 0 | 0 |  | 733.6209
5 | 28 | 8 | 864 | 84 | 27.8 | 3.1 | 511.019 | 38.916 | 4023.227 | 3867.629 |  | 3517.9383 | 0.20767 | 0.16478 | 3040.181 | 0.17947 | 0.1424 |  | 2840.324
5 | 28 | 9 | 920 | 100 | 30 | 2.1 | 732.113 | 48.591 | 5719.353 | 5505.089 |  | 8931.0419 | 0.31822 | 0.26807 | 7537.9016 | 0.26858 | 0.22626 |  | 4903.022
5 | 28 | 10 | 954 | 110 | 31.1 | 3.1 | 903.915 | 51.914 | 7023.224 | 6757.197 |  | 12551.0953 | 0.33454 | 0.28991 | 10717.6138 | 0.28567 | 0.24756 |  | 6550.877
5 | 28 | 11 | 968 | 116 | 32.2 | 2.6 | 1006.629 | 56.791 | 7687.957 | 7393.31 |  | 15034.1227 | 0.34159 | 0.30007 | 13081.05 | 0.29722 | 0.26109 |  | 7642.1525
5 | 28 | 12 | 971 | 118 | 33.9 | 3.1 | 1036.585 | 58.053 | 7879.829 | 7576.641 |  | 16140.2572 | 0.34267 | 0.30284 | 14050.4187 | 0.2983 | 0.26363 |  | 8147.285
5 | 28 | 13 | 969 | 115 | 35 | 3.1 | 996.798 | 58.336 | 7565.453 | 7276.194 |  | 16019.6445 | 0.34267 | 0.30348 | 13939.2271 | 0.29817 | 0.26406 |  | 8071.645
5 | 28 | 14 | 948 | 109 | 35.6 | 4.1 | 879.139 | 54.562 | 6756.622 | 6501.65 |  | 14438.0645 | 0.34076 | 0.30021 | 12556.3501 | 0.29635 | 0.26108 |  | 7336.0765
5 | 28 | 15 | 918 | 97 | 35.6 | 3.1 | 701.843 | 52.264 | 5392.907 | 5190.698 |  | 11614.6462 | 0.33208 | 0.28988 | 9896.8259 | 0.28297 | 0.247 |  | 6058.5844
5 | 28 | 16 | 864 | 81 | 36.1 | 4.1 | 477.947 | 46.437 | 3623.68 | 3480.475 |  | 7792.8346 | 0.312 | 0.26661 | 6497.7947 | 0.26015 | 0.2223 |  | 4279.7251
5 | 28 | 17 | 755 | 60 | 36.1 | 8.2 | 228.876 | 39.231 | 1536.416 | 1449.105 |  | 1512.2842 | 0.11285 | 0.091372 | 1275.8556 | 0.095208 | 0.077087 |  | 2142.0913
5 | 28 | 18 | 519 | 38 | 33.9 | 8.8 | 31.38 | 33.872 | 261.488 | 201.012 |  | 0 | 0 | 0 | 0 | 0 | 0 |  | 312.5502
5 | 28 | 19 | 31 | 13 | 31.1 | 6.7 | 10.863 | 30.471 | 91.631 | 34.312 |  | 0 | 0 | 0 | 0 | 0 | 0 |  | 0
5 | 28 | 20 | 0 | 0 | 30.6 | 4.6 | 0 | 30.6 | 0 | 0 |  | 0 | 0 |  | 0 | 0 |  |  | 0
5 | 28 | 21 | 0 | 0 | 29.4 | 6.2 | 0 | 29.4 | 0 | 0 |  | 0 | 0 |  | 0 | 0 |  |  | 0
5 | 28 | 22 | 0 | 0 | 28.3 | 2.1 | 0 | 28.3 | 0 | 0 |  | 0 | 0 |  | 0 | 0 |  |  | 0
5 | 28 | 23 | 0 | 0 | 26.7 | 2.1 | 0 | 26.7 | 0 | 0 |  | 0 | 0 |  | 0 | 0 |  |  | 0
5 | 29 | 0 | 0 | 0 | 25.6 | 3.6 | 0 | 25.6 | 0 | 0 |  | 0 | 0 |  | 0 | 0 |  |  | 0
5 | 29 | 1 | 0 | 0 | 24.4 | 4.1 | 0 | 24.4 | 0 | 0 |  | 0 | 0 |  | 0 | 0 |  |  | 0
5 | 29 | 2 | 0 | 0 | 22.8 | 3.1 | 0 | 22.8 | 0 | 0 |  | 0 | 0 |  | 0 | 0 |  |  | 0
5 | 29 | 3 | 0 | 0 | 22.2 | 4.6 | 0 | 22.2 | 0 | 0 |  | 0 | 0 |  | 0 | 0 |  |  | 0
5 | 29 | 4 | 0 | 0 | 20 | 6.2 | 0 | 20 | 0 | 0 |  | 0 | 0 |  | 0 | 0 |  |  | 0
5 | 29 | 5 | 64 | 18 | 19.4 | 5.2 | 14.899 | 18.449 | 131.07 | 73.027 |  | 0 | 0 | 0 | 0 | 0 | 0 |  | 0
5 | 29 | 6 | 398 | 59 | 21.1 | 5.7 | 54.653 | 20.962 | 415.324 | 351.904 |  | 0 | 0 | 0 | 0 | 0 | 0 |  | 0
5 | 29 | 7 | 638 | 96 | 23.3 | 4.1 | 257.691 | 27.639 | 1923.588 | 1827.03 |  | 0 | 0 | 0 | 0 | 0 | 0 |  | 765.7348
5 | 29 | 8 | 756 | 127 | 26.1 | 4.1 | 496.155 | 35.928 | 3963.8 | 3810.08 |  | 3033.8221 | 0.20517 | 0.14141 | 2621.7955 | 0.1773 | 0.1222 |  | 2794.8261
5 | 29 | 9 | 824 | 150 | 27.8 | 5.7 | 715.622 | 40.377 | 5770.125 | 5553.955 |  | 7980.1882 | 0.31803 | 0.24206 | 6734.1272 | 0.26838 | 0.20427 |  | 4775.1238
5 | 29 | 10 | 866 | 166 | 28.3 | 5.2 | 888.921 | 45.14 | 7088.715 | 6819.936 |  | 11372.5918 | 0.33443 | 0.2662 | 9710.2407 | 0.28554 | 0.22729 |  | 6376.9193
5 | 29 | 11 | 885 | 175 | 30 | 4.1 | 993.742 | 51.171 | 7757.842 | 7460.099 |  | 13725.1779 | 0.34154 | 0.27798 | 11942.059 | 0.29717 | 0.24187 |  | 7438.5049
5 | 29 | 12 | 855 | 181 | 31.7 | 5.2 | 995.113 | 50.952 | 7777.398 | 7478.786 |  | 14196.2447 | 0.34267 | 0.27873 | 12356.9574 | 0.29827 | 0.24262 |  | 7681.506
5 | 29 | 13 | 832 | 174 | 32.2 | 6.2 | 935.672 | 48.586 | 7376.368 | 7095.324 |  | 13741.508 | 0.34267 | 0.27909 | 11956.0677 | 0.29815 | 0.24283 |  | 7426.9038
5 | 29 | 14 | 861 | 163 | 33.3 | 4.6 | 864.82 | 51.198 | 6735.403 | 6481.301 |  | 13101.0927 | 0.34071 | 0.27869 | 11393.1401 | 0.2963 | 0.24236 |  | 7084.6764
5 | 29 | 15 | 796 | 163 | 33.3 | 3.6 | 686.783 | 48.852 | 5354.293 | 5153.485 |  | 10063.9921 | 0.33204 | 0.25893 | 8575.148 | 0.28292 | 0.22063 |  | 5772.7325
5 | 29 | 16 | 319 | 250 | 33.3 | 6.7 | 373.755 | 39.434 | 2984.354 | 2859.846 |  | 2876.2776 | 0.31197 | 0.12872 | 2398.1059 | 0.26011 | 0.10732 |  | 2995.4071
5 | 29 | 17 | 358 | 143 | 32.2 | 9.3 | 206.123 | 34.603 | 1552.142 | 1464.465 |  | 719.5726 | 0.11319 | 0.051899 | 607.1725 | 0.095508 | 0.043792 |  | 1673.3295
5 | 29 | 18 | 306 | 57 | 30.6 | 9.3 | 43.045 | 30.643 | 362.874 | 300.466 |  | 0 | 0 | 0 | 0 | 0 | 0 |  | 290.3055
5 | 29 | 19 | 16 | 14 | 28.9 | 6.7 | 12.187 | 28.256 | 103.617 | 46.079 |  | 0 | 0 | 0 | 0 | 0 | 0 |  | 0
5 | 29 | 20 | 0 | 0 | 27.8 | 6.2 | 0 | 27.8 | 0 | 0 |  | 0 | 0 |  | 0 | 0 |  |  | 0
5 | 29 | 21 | 0 | 0 | 26.7 | 6.7 | 0 | 26.7 | 0 | 0 |  | 0 | 0 |  | 0 | 0 |  |  | 0
5 | 29 | 22 | 0 | 0 | 26.1 | 3.6 | 0 | 26.1 | 0 | 0 |  | 0 | 0 |  | 0 | 0 |  |  | 0
5 | 29 | 23 | 0 | 0 | 24.4 | 3.1 | 0 | 24.4 | 0 | 0 |  | 0 | 0 |  | 0 | 0 |  |  | 0
5 | 30 | 0 | 0 | 0 | 23.9 | 3.1 | 0 | 23.9 | 0 | 0 |  | 0 | 0 |  | 0 | 0 |  |  | 0
5 | 30 | 1 | 0 | 0 | 21.7 | 3.6 | 0 | 21.7 | 0 | 0 |  | 0 | 0 |  | 0 | 0 |  |  | 0
5 | 30 | 2 | 0 | 0 | 20.6 | 5.2 | 0 | 20.6 | 0 | 0 |  | 0 | 0 |  | 0 | 0 |  |  | 0
5 | 30 | 3 | 0 | 0 | 19.4 | 4.1 | 0 | 19.4 | 0 | 0 |  | 0 | 0 |  | 0 | 0 |  |  | 0
5 | 30 | 4 | 0 | 0 | 18.9 | 6.2 | 0 | 18.9 | 0 | 0 |  | 0 | 0 |  | 0 | 0 |  |  | 0
5 | 30 | 5 | 65 | 18 | 18.3 | 3.6 | 14.903 | 17.122 | 131.699 | 73.644 |  | 0 | 0 | 0 | 0 | 0 | 0 |  | 0
5 | 30 | 6 | 329 | 67 | 19.4 | 4.1 | 58.189 | 19.258 | 460.765 | 396.46 |  | 0 | 0 | 0 | 0 | 0 | 0 |  | 0
5 | 30 | 7 | 576 | 110 | 21.1 | 3.6 | 253.157 | 25.503 | 1925.342 | 1828.741 |  | 0 | 0 | 0 | 0 | 0 | 0 |  | 773.9159
5 | 30 | 8 | 702 | 148 | 23.3 | 3.1 | 488.261 | 33.869 | 3937.196 | 3784.313 |  | 2775.3064 | 0.20261 | 0.12928 | 2398.2811 | 0.17509 | 0.11172 |  | 2766.3457
5 | 30 | 9 | 775 | 175 | 25 | 1.5 | 705.669 | 44.655 | 5601.856 | 5391.974 |  | 7487.7869 | 0.31785 | 0.22867 | 6317.341 | 0.26816 | 0.19292 |  | 4703.4248
5 | 30 | 10 | 818 | 194 | 26.1 | 1.5 | 874.119 | 50.8 | 6822.582 | 6564.898 |  | 10722.8164 | 0.33431 | 0.25374 | 9154.5037 | 0.28542 | 0.21663 |  | 6262.3037
5 | 30 | 11 | 838 | 204 | 28.3 | 2.6 | 976.555 | 52.291 | 7590.854 | 7300.482 |  | 12977.7778 | 0.34148 | 0.26641 | 11291.6242 | 0.29711 | 0.23179 |  | 7291.1941
5 | 30 | 12 | 848 | 207 | 28.9 | 3.1 | 1011.655 | 52.625 | 7855.763 | 7553.653 |  | 14064.7794 | 0.34267 | 0.27093 | 12241.4203 | 0.29825 | 0.23581 |  | 7795.0765
5 | 30 | 13 | 842 | 203 | 30.6 | 2.6 | 970.968 | 54.701 | 7476.12 | 7190.757 |  | 13893.8434 | 0.34267 | 0.27134 | 12087.7861 | 0.29812 | 0.23607 |  | 7689.932
5 | 30 | 14 | 820 | 191 | 30.6 | 4.1 | 857.119 | 49.157 | 6728.633 | 6474.808 |  | 12466.559 | 0.34068 | 0.2674 | 10840.8775 | 0.29625 | 0.23253 |  | 6981.3765
5 | 30 | 15 | 769 | 172 | 31.1 | 5.2 | 677.231 | 44.226 | 5374.214 | 5172.683 |  | 9716.5006 | 0.332 | 0.25372 | 8278.7436 | 0.28287 | 0.21617 |  | 5670.5825
5 | 30 | 16 | 691 | 143 | 31.7 | 5.2 | 454.474 | 40.384 | 3552.213 | 3411.167 |  | 6229.0603 | 0.31195 | 0.22671 | 5193.2326 | 0.26008 | 0.18901 |  | 3924.4855
5 | 30 | 17 | 549 | 104 | 31.1 | 4.6 | 219.271 | 35.305 | 1571.693 | 1483.559 |  | 1108.2182 | 0.11361 | 0.072838 | 935.2951 | 0.09588 | 0.061473 |  | 1905.9201
5 | 30 | 18 | 276 | 59 | 30.6 | 5.7 | 44.434 | 30.762 | 374.424 | 311.794 |  | 0 | 0 | 0 | 0 | 0 | 0 |  | 286.2909
5 | 30 | 19 | 34 | 13 | 29.4 | 3.1 | 10.872 | 28.466 | 92.367 | 35.034 |  | 0 | 0 | 0 | 0 | 0 | 0 |  | 0
5 | 30 | 20 | 0 | 0 | 27.2 | 2.6 | 0 | 27.2 | 0 | 0 |  | 0 | 0 |  | 0 | 0 |  |  | 0
5 | 30 | 21 | 0 | 0 | 26.7 | 2.6 | 0 | 26.7 | 0 | 0 |  | 0 | 0 |  | 0 | 0 |  |  | 0
5 | 30 | 22 | 0 | 0 | 26.7 | 3.1 | 0 | 26.7 | 0 | 0 |  | 0 | 0 |  | 0 | 0 |  |  | 0
5 | 30 | 23 | 0 | 0 | 24.4 | 3.1 | 0 | 24.4 | 0 | 0 |  | 0 | 0 |  | 0 | 0 |  |  | 0
5 | 31 | 0 | 0 | 0 | 22.8 | 3.1 | 0 | 22.8 | 0 | 0 |  | 0 | 0 |  | 0 | 0 |  |  | 0
5 | 31 | 1 | 0 | 0 | 22.2 | 2.6 | 0 | 22.2 | 0 | 0 |  | 0 | 0 |  | 0 | 0 |  |  | 0
5 | 31 | 2 | 0 | 0 | 21.7 | 1.5 | 0 | 21.7 | 0 | 0 |  | 0 | 0 |  | 0 | 0 |  |  | 0
5 | 31 | 3 | 0 | 0 | 20 | 2.1 | 0 | 20 | 0 | 0 |  | 0 | 0 |  | 0 | 0 |  |  | 0
5 | 31 | 4 | 0 | 0 | 20 | 2.6 | 0 | 20 | 0 | 0 |  | 0 | 0 |  | 0 | 0 |  |  | 0
5 | 31 | 5 | 65 | 19 | 18.9 | 4.1 | 15.682 | 17.807 | 138.264 | 80.088 |  | 0 | 0 | 0 | 0 | 0 | 0 |  | 0
5 | 31 | 6 | 436 | 56 | 20.6 | 4.6 | 52.252 | 20.376 | 392.786 | 329.803 |  | 0 | 0 | 0 | 0 | 0 | 0 |  | 0
5 | 31 | 7 | 666 | 88 | 22.8 | 4.1 | 256.614 | 27.105 | 1904.951 | 1808.85 |  | 0 | 0 | 0 | 0 | 0 | 0 |  | 744.5646
5 | 31 | 8 | 780 | 116 | 25.6 | 4.1 | 497.083 | 35.444 | 3972.708 | 3818.707 |  | 3036.6366 | 0.20002 | 0.14275 | 2623.8854 | 0.17283 | 0.12335 |  | 2780.4748
5 | 31 | 9 | 842 | 138 | 26.7 | 1.5 | 714.471 | 46.565 | 5627.023 | 5416.207 |  | 8115.689 | 0.31766 | 0.24748 | 6845.6022 | 0.26794 | 0.20875 |  | 4764.3212
5 | 31 | 10 | 881 | 152 | 28.9 | 2.6 | 885.731 | 50.434 | 6921.734 | 6659.944 |  | 11527.9586 | 0.3342 | 0.27141 | 9840.9035 | 0.28529 | 0.23169 |  | 6358.677
5 | 31 | 11 | 903 | 160 | 30.6 | 3.1 | 983.824 | 53.478 | 7611.763 | 7320.473 |  | 13964.8529 | 0.34142 | 0.28325 | 12150.2591 | 0.29706 | 0.24645 |  | 7449.6021
5 | 31 | 12 | 910 | 162 | 31.7 | 4.1 | 1015.735 | 53.438 | 7862.323 | 7559.919 |  | 15077.2581 | 0.34267 | 0.28716 | 13121.5098 | 0.29822 | 0.24991 |  | 7956.0743
5 | 31 | 13 | 904 | 159 | 33.3 | 2.1 | 975.582 | 58.891 | 7388.227 | 7106.672 |  | 14903.7569 | 0.34267 | 0.28749 | 12965.6047 | 0.2981 | 0.2501 |  | 7856.4734
5 | 31 | 14 | 889 | 150 | 33.9 | 4.1 | 873.915 | 52.747 | 6764.999 | 6509.684 |  | 13504.7938 | 0.34064 | 0.28419 | 11743.2503 | 0.29621 | 0.24712 |  | 7183.9124
5 | 31 | 15 | 843 | 135 | 34.4 | 3.1 | 690.033 | 50.809 | 5336.087 | 5135.938 |  | 10645.5961 | 0.33197 | 0.27188 | 9070.0489 | 0.28283 | 0.23164 |  | 5859.3777
5 | 31 | 16 | 772 | 113 | 34.4 | 4.6 | 465.25 | 44.034 | 3573.949 | 3432.248 |  | 6958.4397 | 0.31194 | 0.24641 | 5801.1682 | 0.26006 | 0.20543 |  | 4083.4116
5 | 31 | 17 | 645 | 83 | 34.4 | 4.1 | 222.71 | 38.994 | 1536.501 | 1449.187 |  | 1308.6558 | 0.11411 | 0.082689 | 1104.7175 | 0.096325 | 0.069803 |  | 2015.9314
5 | 31 | 18 | 387 | 51 | 33.3 | 3.6 | 39.163 | 33.556 | 326.717 | 265.003 |  | 0 | 0 | 0 | 0 | 0 | 0 |  | 306.6519
5 | 31 | 19 | 36 | 14 | 32.2 | 3.1 | 11.671 | 31.373 | 98.128 | 40.69 |  | 0 | 0 | 0 | 0 | 0 | 0 |  | 0
5 | 31 | 20 | 0 | 0 | 30.6 | 3.1 | 0 | 30.6 | 0 | 0 |  | 0 | 0 |  | 0 | 0 |  |  | 0
5 | 31 | 21 | 0 | 0 | 30 | 3.1 | 0 | 30 | 0 | 0 |  | 0 | 0 |  | 0 | 0 |  |  | 0
5 | 31 | 22 | 0 | 0 | 29.3 | 3.1 | 0 | 29.3 | 0 | 0 |  | 0 | 0 |  | 0 | 0 |  |  | 0
5 | 31 | 23 | 0 | 0 | 28.7 | 3.1 | 0 | 28.7 | 0 | 0 |  | 0 | 0 |  | 0 | 0 |  |  | 0
6 | 1 | 0 | 0 | 0 | 28 | 3.1 | 0 | 28 | 0 | 0 |  | 0 | 0 |  | 0 | 0 |  |  | 0
6 | 1 | 1 | 0 | 0 | 27.4 | 3.1 | 0 | 27.4 | 0 | 0 |  | 0 | 0 |  | 0 | 0 |  |  | 0
6 | 1 | 2 | 0 | 0 | 26.7 | 3.1 | 0 | 26.7 | 0 | 0 |  | 0 | 0 |  | 0 | 0 |  |  | 0
6 | 1 | 3 | 0 | 0 | 26.1 | 3.1 | 0 | 26.1 | 0 | 0 |  | 0 | 0 |  | 0 | 0 |  |  | 0
6 | 1 | 4 | 0 | 0 | 25 | 2.1 | 0 | 25 | 0 | 0 |  | 0 | 0 |  | 0 | 0 |  |  | 0
6 | 1 | 5 | 119 | 17 | 23.9 | 2.1 | 13.311 | 22.604 | 115.431 | 57.676 |  | 0 | 0 | 0 | 0 | 0 | 0 |  | 0
6 | 1 | 6 | 579 | 38 | 25.6 | 2.6 | 42.593 | 25.188 | 284.401 | 223.492 |  | 0 | 0 | 0 | 0 | 0 | 0 |  | 0
6 | 1 | 7 | 638 | 113 | 27.8 | 3.1 | 271.206 | 32.901 | 1999.442 | 1901.013 |  | 0 | 0 | 0 | 0 | 0 | 0 |  | 814.5391
6 | 1 | 8 | 657 | 161 | 30 | 3.6 | 476.749 | 39.879 | 3765.228 | 3617.695 |  | 2517.7632 | 0.19738 | 0.11871 | 2175.2637 | 0.17053 | 0.10257 |  | 2709.134
6 | 1 | 9 | 767 | 158 | 32.8 | 2.6 | 681.572 | 49.015 | 5320.201 | 5120.625 |  | 7375.0903 | 0.31747 | 0.23394 | 6219.4471 | 0.26772 | 0.19728 |  | 4541.6796
6 | 1 | 10 | 860 | 161 | 33.9 | 2.1 | 876.3 | 56.291 | 6694.042 | 6441.631 |  | 11233.2137 | 0.33409 | 0.26698 | 9588.3614 | 0.28517 | 0.22788 |  | 6282.7546
6 | 1 | 11 | 951 | 102 | 35.6 | 2.6 | 973.759 | 59.284 | 7363.45 | 7082.962 |  | 14687.0025 | 0.34137 | 0.30358 | 12778.321 | 0.29701 | 0.26413 |  | 7393.6795
6 | 1 | 12 | 947 | 104 | 36.7 | 5.2 | 997.142 | 56.001 | 7641.252 | 7348.665 |  | 15674.3543 | 0.34267 | 0.30613 | 13640.0373 | 0.2982 | 0.2664 |  | 7840.8784
6 | 1 | 13 | 949 | 102 | 37.8 | 4.1 | 963.403 | 58.397 | 7309.854 | 7031.672 |  | 15632.5145 | 0.34266 | 0.30667 | 13598.8047 | 0.29809 | 0.26677 |  | 7808.0342
6 | 1 | 14 | 493 | 292 | 37.8 | 5.2 | 688.395 | 51.396 | 5361.636 | 5160.561 |  | 7483.6253 | 0.3406 | 0.20062 | 6507.2225 | 0.29617 | 0.17445 |  | 5373.7943
6 | 1 | 15 | 664 | 178 | 37.2 | 5.2 | 613.643 | 48.99 | 4784.916 | 4604.186 |  | 8381.119 | 0.33194 | 0.24227 | 7140.5007 | 0.2828 | 0.20641 |  | 5087.9055
6 | 1 | 16 | 112 | 327 | 35.6 | 10.3 | 340.435 | 39.765 | 2752.775 | 2634.697 |  | 1009.5041 | 0.31194 | 0.049477 | 841.6095 | 0.26006 | 0.041248 |  | 2590.1814
6 | 1 | 17 | 293 | 155 | 36.1 | 7.7 | 201.298 | 38.821 | 1517.947 | 1431.064 |  | 597.9882 | 0.11469 | 0.044788 | 504.9369 | 0.096842 | 0.037819 |  | 1589.8317
6 | 1 | 18 | 273 | 65 | 36.1 | 3.1 | 48.934 | 36.668 | 403.649 | 340.455 |  | 0 | 0 | 0 | 0 | 0 | 0 |  | 306.6268
6 | 1 | 19 | 43 | 16 | 33.9 | 3.1 | 13.249 | 33.199 | 110.67 | 53.003 |  | 0 | 0 | 0 | 0 | 0 | 0 |  | 0
6 | 1 | 20 | 0 | 0 | 32.8 | 1.5 | 0 | 32.8 | 0 | 0 |  | 0 | 0 |  | 0 | 0 |  |  | 0
6 | 1 | 21 | 0 | 0 | 32.2 | 4.1 | 0 | 32.2 | 0 | 0 |  | 0 | 0 |  | 0 | 0 |  |  | 0
6 | 1 | 22 | 0 | 0 | 28.9 | 2.6 | 0 | 28.9 | 0 | 0 |  | 0 | 0 |  | 0 | 0 |  |  | 0
6 | 1 | 23 | 0 | 0 | 29.4 | 3.6 | 0 | 29.4 | 0 | 0 |  | 0 | 0 |  | 0 | 0 |  |  | 0
6 | 2 | 0 | 0 | 0 | 28.3 | 7.2 | 0 | 28.3 | 0 | 0 |  | 0 | 0 |  | 0 | 0 |  |  | 0
6 | 2 | 1 | 0 | 0 | 27.2 | 3.1 | 0 | 27.2 | 0 | 0 |  | 0 | 0 |  | 0 | 0 |  |  | 0
6 | 2 | 2 | 0 | 0 | 26.7 | 6.2 | 0 | 26.7 | 0 | 0 |  | 0 | 0 |  | 0 | 0 |  |  | 0
6 | 2 | 3 | 0 | 0 | 26.1 | 3.6 | 0 | 26.1 | 0 | 0 |  | 0 | 0 |  | 0 | 0 |  |  | 0
6 | 2 | 4 | 0 | 0 | 25.6 | 3.1 | 0 | 25.6 | 0 | 0 |  | 0 | 0 |  | 0 | 0 |  |  | 0
6 | 2 | 5 | 19 | 24 | 25 | 3.1 | 20.482 | 24.073 | 176.717 | 117.828 |  | 0 | 0 | 0 | 0 | 0 | 0 |  | 0
6 | 2 | 6 | 418 | 61 | 26.1 | 4.1 | 55.584 | 26.069 | 419.279 | 355.782 |  | 0 | 0 | 0 | 0 | 0 | 0 |  | 0
6 | 2 | 7 | 557 | 116 | 28.3 | 4.1 | 251.887 | 32.598 | 1873.544 | 1778.21 |  | 0 | 0 | 0 | 0 | 0 | 0 |  | 770.4431
6 | 2 | 8 | 722 | 133 | 30.6 | 4.1 | 481.902 | 40.141 | 3790.953 | 3642.625 |  | 2722.5372 | 0.19471 | 0.12986 | 2351.7854 | 0.16819 | 0.11218 |  | 2711.2559
6 | 2 | 9 | 630 | 241 | 31.1 | 2.1 | 665.071 | 47.964 | 5219.505 | 5023.55 |  | 6043.2402 | 0.31727 | 0.19064 | 5095.0127 | 0.26749 | 0.16073 |  | 4444.3173
6 | 2 | 10 | 634 | 238 | 32.2 | 2.1 | 764.967 | 51.95 | 5945.475 | 5722.65 |  | 8266.7203 | 0.33398 | 0.22194 | 7055.577 | 0.28505 | 0.18943 |  | 5416.81
6 | 2 | 11 | 726 | 230 | 33.9 | 3.1 | 902.468 | 54.687 | 6950.038 | 6687.07 |  | 11197.113 | 0.34131 | 0.24948 | 9741.7419 | 0.29695 | 0.21706 |  | 6652.8202
6 | 2 | 12 | 604 | 247 | 36.7 | 3.1 | 824.859 | 56.052 | 6320.421 | 6083.015 |  | 9987.3602 | 0.34267 | 0.23715 | 8690.4666 | 0.29817 | 0.20636 |  | 6202.8914
6 | 2 | 13 | 741 | 239 | 37.8 | 2.1 | 917.794 | 61.408 | 6881.826 | 6621.693 |  | 12196.4908 | 0.34266 | 0.25335 | 10609.2297 | 0.29807 | 0.22038 |  | 7156.304
6 | 2 | 14 | 572 | 319 | 38.3 | 4.1 | 776.766 | 55.055 | 5964.135 | 5740.596 |  | 8676.9255 | 0.34057 | 0.20549 | 7544.5553 | 0.29613 | 0.17868 |  | 6100.5243
6 | 2 | 15 | 505 | 290 | 37.2 | 3.1 | 608.996 | 51.616 | 4712.325 | 4534.075 |  | 6371.615 | 0.33191 | 0.1851 | 5428.3167 | 0.28277 | 0.1577 |  | 4891.8952
6 | 2 | 16 | 175 | 281 | 36.1 | 3.6 | 331.767 | 43.609 | 2630.93 | 2516.16 |  | 1577.4974 | 0.31195 | 0.079634 | 1315.1662 | 0.26007 | 0.066391 |  | 2568.3119
6 | 2 | 17 | 90 | 196 | 35.6 | 3.1 | 186.926 | 39.613 | 1485.719 | 1399.58 |  | 184.9132 | 0.11535 | 0.015548 | 156.1879 | 0.097432 | 0.013133 |  | 1340.6676
6 | 2 | 18 | 136 | 96 | 33.9 | 4.6 | 72.685 | 34.738 | 603.785 | 536.648 |  | 0 | 0 | 0 | 0 | 0 | 0 |  | 349.3852
6 | 2 | 19 | 4 | 13 | 31.7 | 6.2 | 11.761 | 31.123 | 98.98 | 41.526 |  | 0 | 0 | 0 | 0 | 0 | 0 |  | 0
6 | 2 | 20 | 0 | 0 | 30 | 5.2 | 0 | 30 | 0 | 0 |  | 0 | 0 |  | 0 | 0 |  |  | 0
6 | 2 | 21 | 0 | 0 | 29.4 | 3.1 | 0 | 29.4 | 0 | 0 |  | 0 | 0 |  | 0 | 0 |  |  | 0
6 | 2 | 22 | 0 | 0 | 28.9 | 0 | 0 | 28.9 | 0 | 0 |  | 0 | 0 |  | 0 | 0 |  |  | 0
6 | 2 | 23 | 0 | 0 | 28.9 | 1.5 | 0 | 28.9 | 0 | 0 |  | 0 | 0 |  | 0 | 0 |  |  | 0
6 | 3 | 0 | 0 | 0 | 27.8 | 2.1 | 0 | 27.8 | 0 | 0 |  | 0 | 0 |  | 0 | 0 |  |  | 0
6 | 3 | 1 | 0 | 0 | 27.2 | 1.5 | 0 | 27.2 | 0 | 0 |  | 0 | 0 |  | 0 | 0 |  |  | 0
6 | 3 | 2 | 0 | 0 | 26.7 | 0 | 0 | 26.7 | 0 | 0 |  | 0 | 0 |  | 0 | 0 |  |  | 0
6 | 3 | 3 | 0 | 0 | 26.7 | 2.1 | 0 | 26.7 | 0 | 0 |  | 0 | 0 |  | 0 | 0 |  |  | 0
6 | 3 | 4 | 0 | 0 | 25.6 | 0 | 0 | 25.6 | 0 | 0 |  | 0 | 0 |  | 0 | 0 |  |  | 0
6 | 3 | 5 | 42 | 18 | 26.1 | 2.6 | 14.886 | 25.006 | 128.016 | 70.029 |  | 0 | 0 | 0 | 0 | 0 | 0 |  | 0
6 | 3 | 6 | 368 | 69 | 27.2 | 2.6 | 59.481 | 27.265 | 459.208 | 394.933 |  | 0 | 0 | 0 | 0 | 0 | 0 |  | 0
6 | 3 | 7 | 662 | 83 | 28.9 | 3.1 | 249.263 | 33.554 | 1800.487 | 1706.925 |  | 0 | 0 | 0 | 0 | 0 | 0 |  | 708.9939
6 | 3 | 8 | 771 | 110 | 30.6 | 3.1 | 484.726 | 41.093 | 3790.846 | 3642.522 |  | 2859.7212 | 0.19201 | 0.13836 | 2469.7676 | 0.16582 | 0.11949 |  | 2699.3013
6 | 3 | 9 | 714 | 199 | 32.8 | 1.5 | 683.024 | 51.652 | 5280.603 | 5082.455 |  | 6832.5849 | 0.31707 | 0.21354 | 5758.9632 | 0.26725 | 0.17999 |  | 4550.1534
6 | 3 | 10 | 638 | 242 | 34.4 | 2.1 | 771.078 | 54.293 | 5938.583 | 5716.021 |  | 8304.5025 | 0.33387 | 0.22099 | 7087.1703 | 0.28493 | 0.1886 |  | 5461.6845
6 | 3 | 11 | 840 | 185 | 36.1 | 2.1 | 957.074 | 60.538 | 7201.613 | 6928.054 |  | 12938.3609 | 0.34126 | 0.27166 | 11256.3702 | 0.29689 | 0.23635 |  | 7149.4699
6 | 3 | 12 | 854 | 165 | 36.7 | 3.6 | 974.653 | 58.344 | 7400.376 | 7118.296 |  | 14107.8787 | 0.34267 | 0.2831 | 12275.0332 | 0.29815 | 0.24632 |  | 7533.8567
6 | 3 | 13 | 804 | 164 | 37.2 | 5.2 | 897.458 | 54.671 | 6910.516 | 6649.192 |  | 13223.4872 | 0.34266 | 0.28016 | 11502.0205 | 0.29805 | 0.24368 |  | 7123.6584
6 | 3 | 14 | 786 | 175 | 38.3 | 3.6 | 813.164 | 56.495 | 6204.046 | 5971.217 |  | 11915.8005 | 0.34054 | 0.26972 | 10360.3918 | 0.29609 | 0.23452 |  | 6624.1656
6 | 3 | 15 | 667 | 192 | 39.4 | 3.6 | 628.194 | 53.601 | 4812.935 | 4631.242 |  | 8412.807 | 0.33189 | 0.23746 | 7167.1678 | 0.28275 | 0.2023 |  | 5195.6828
6 | 3 | 16 | 565 | 175 | 38.9 | 4.6 | 422.987 | 47.647 | 3233.607 | 3101.976 |  | 5094.0619 | 0.31197 | 0.19964 | 4247.1352 | 0.2601 | 0.16645 |  | 3582.7724
6 | 3 | 17 | 289 | 167 | 37.8 | 4.6 | 210.357 | 41.954 | 1575.688 | 1487.461 |  | 598.2175 | 0.1161 | 0.042974 | 505.4633 | 0.098095 | 0.036311 |  | 1651.5332
6 | 3 | 18 | 34 | 58 | 37.2 | 4.1 | 49.376 | 37.751 | 405.682 | 342.448 |  | 0 | 0 | 0 | 0 | 0 | 0 |  | 192.8056
6 | 3 | 19 | 2 | 13 | 33.9 | 8.2 | 11.549 | 33.432 | 96.387 | 38.981 |  | 0 | 0 | 0 | 0 | 0 | 0 |  | 0
6 | 3 | 20 | 0 | 0 | 32.8 | 6.2 | 0 | 32.8 | 0 | 0 |  | 0 | 0 |  | 0 | 0 |  |  | 0
6 | 3 | 21 | 0 | 0 | 32.8 | 4.6 | 0 | 32.8 | 0 | 0 |  | 0 | 0 |  | 0 | 0 |  |  | 0
6 | 3 | 22 | 0 | 0 | 31.7 | 2.6 | 0 | 31.7 | 0 | 0 |  | 0 | 0 |  | 0 | 0 |  |  | 0
6 | 3 | 23 | 0 | 0 | 30.6 | 2.6 | 0 | 30.6 | 0 | 0 |  | 0 | 0 |  | 0 | 0 |  |  | 0
6 | 4 | 0 | 0 | 0 | 30 | 2.6 | 0 | 30 | 0 | 0 |  | 0 | 0 |  | 0 | 0 |  |  | 0
6 | 4 | 1 | 0 | 0 | 29.4 | 2.1 | 0 | 29.4 | 0 | 0 |  | 0 | 0 |  | 0 | 0 |  |  | 0
6 | 4 | 2 | 0 | 0 | 29.4 | 2.1 | 0 | 29.4 | 0 | 0 |  | 0 | 0 |  | 0 | 0 |  |  | 0
6 | 4 | 3 | 0 | 0 | 29.4 | 1.5 | 0 | 29.4 | 0 | 0 |  | 0 | 0 |  | 0 | 0 |  |  | 0
6 | 4 | 4 | 0 | 0 | 28.3 | 0 | 0 | 28.3 | 0 | 0 |  | 0 | 0 |  | 0 | 0 |  |  | 0
6 | 4 | 5 | 60 | 16 | 27.8 | 0 | 13.336 | 25.478 | 114.497 | 56.759 |  | 0 | 0 | 0 | 0 | 0 | 0 |  | 0
6 | 4 | 6 | 423 | 47 | 30 | 2.1 | 43.05 | 29.723 | 311.08 | 249.663 |  | 0 | 0 | 0 | 0 | 0 | 0 |  | 0
6 | 4 | 7 | 613 | 104 | 31.7 | 1.5 | 254.601 | 37.561 | 1838.178 | 1743.704 |  | 0 | 0 | 0 | 0 | 0 | 0 |  | 750.8912
6 | 4 | 8 | 753 | 110 | 32.8 | 2.1 | 475.112 | 44.355 | 3670.578 | 3525.946 |  | 2746.3331 | 0.18929 | 0.13539 | 2371.2416 | 0.16343 | 0.1169 |  | 2644.2738
6 | 4 | 9 | 800 | 112 | 33.9 | 1 | 655.12 | 53.684 | 5017.537 | 4828.738 |  | 7637.2337 | 0.31688 | 0.25473 | 6435.3506 | 0.26701 | 0.21464 |  | 4372.6008
6 | 4 | 10 | 893 | 140 | 36.1 | 2.1 | 874.197 | 58.313 | 6623.697 | 6374.147 |  | 11603.9295 | 0.33376 | 0.27552 | 9902.0539 | 0.28481 | 0.23511 |  | 6319.3574
6 | 4 | 11 | 890 | 119 | 36.7 | 3.6 | 931.128 | 57.299 | 7096.524 | 6827.416 |  | 13691.0018 | 0.3412 | 0.29523 | 11910.8194 | 0.29684 | 0.25685 |  | 7054.2199
6 | 4 | 12 | 926 | 138 | 37.2 | 3.1 | 1006.191 | 60.459 | 7575.591 | 7285.888 |  | 15283.4518 | 0.34267 | 0.29478 | 13296.9834 | 0.29813 | 0.25647 |  | 7889.4405
6 | 4 | 13 | 917 | 132 | 38.9 | 4.1 | 960.537 | 59.438 | 7258.067 | 6982.102 |  | 15071.3512 | 0.34266 | 0.29602 | 13108.7582 | 0.29804 | 0.25747 |  | 7752.379
6 | 4 | 14 | 899 | 127 | 40 | 4.6 | 853.192 | 57.647 | 6478.15 | 6234.468 |  | 13621.2695 | 0.34052 | 0.29187 | 11842.8671 | 0.29606 | 0.25376 |  | 7085.6466
6 | 4 | 15 | 868 | 113 | 40 | 6.7 | 682.746 | 51.513 | 5262.819 | 5065.311 |  | 10945.2191 | 0.33187 | 0.28128 | 9324.4695 | 0.28273 | 0.23963 |  | 5854.462
6 | 4 | 16 | 808 | 94 | 39.4 | 5.7 | 464.177 | 47.961 | 3505.948 | 3366.29 |  | 7287.1296 | 0.31199 | 0.25757 | 6076.0103 | 0.26014 | 0.21476 |  | 4119.4714
6 | 4 | 17 | 700 | 70 | 38.9 | 5.7 | 227.125 | 42.919 | 1526.851 | 1439.761 |  | 1460.9143 | 0.11692 | 0.090348 | 1234.8729 | 0.09883 | 0.076369 |  | 2081.7258
6 | 4 | 18 | 470 | 44 | 37.8 | 5.2 | 33.25 | 38.002 | 272.936 | 212.244 |  | 0 | 0 | 0 | 0 | 0 | 0 |  | 326.7253
6 | 4 | 19 | 46 | 14 | 36.7 | 3.6 | 11.692 | 36.072 | 96.655 | 39.244 |  | 0 | 0 | 0 | 0 | 0 | 0 |  | 0
6 | 4 | 20 | 0 | 0 | 34.4 | 3.6 | 0 | 34.4 | 0 | 0 |  | 0 | 0 |  | 0 | 0 |  |  | 0
6 | 4 | 21 | 0 | 0 | 33.3 | 4.6 | 0 | 33.3 | 0 | 0 |  | 0 | 0 |  | 0 | 0 |  |  | 0
6 | 4 | 22 | 0 | 0 | 32.8 | 4.6 | 0 | 32.8 | 0 | 0 |  | 0 | 0 |  | 0 | 0 |  |  | 0
6 | 4 | 23 | 0 | 0 | 31.7 | 3.1 | 0 | 31.7 | 0 | 0 |  | 0 | 0 |  | 0 | 0 |  |  | 0
6 | 5 | 0 | 0 | 0 | 30.6 | 3.1 | 0 | 30.6 | 0 | 0 |  | 0 | 0 |  | 0 | 0 |  |  | 0
6 | 5 | 1 | 0 | 0 | 29.4 | 3.6 | 0 | 29.4 | 0 | 0 |  | 0 | 0 |  | 0 | 0 |  |  | 0
6 | 5 | 2 | 0 | 0 | 28.3 | 3.1 | 0 | 28.3 | 0 | 0 |  | 0 | 0 |  | 0 | 0 |  |  | 0
6 | 5 | 3 | 0 | 0 | 27.2 | 2.1 | 0 | 27.2 | 0 | 0 |  | 0 | 0 |  | 0 | 0 |  |  | 0
6 | 5 | 4 | 0 | 0 | 26.7 | 1.5 | 0 | 26.7 | 0 | 0 |  | 0 | 0 |  | 0 | 0 |  |  | 0
6 | 5 | 5 | 25 | 17 | 26.1 | 2.1 | 14.771 | 24.921 | 127.064 | 69.095 |  | 0 | 0 | 0 | 0 | 0 | 0 |  | 0
6 | 5 | 6 | 268 | 76 | 27.2 | 2.1 | 62.228 | 27.333 | 498.218 | 433.178 |  | 0 | 0 | 0 | 0 | 0 | 0 |  | 0
6 | 5 | 7 | 586 | 104 | 29.4 | 2.1 | 246.908 | 34.575 | 1805.178 | 1711.502 |  | 0 | 0 | 0 | 0 | 0 | 0 |  | 729.5494
6 | 5 | 8 | 656 | 165 | 31.1 | 2.1 | 476.653 | 42.665 | 3723.726 | 3577.468 |  | 2351.8992 | 0.18655 | 0.11057 | 2030.0805 | 0.16102 | 0.095444 |  | 2704.0593
6 | 5 | 9 | 740 | 203 | 32.2 | 0 | 702.448 | 58.352 | 5289.36 | 5090.897 |  | 7047.5871 | 0.31668 | 0.21413 | 5936.7215 | 0.26676 | 0.18038 |  | 4680.7
6 | 5 | 10 | 758 | 224 | 33.3 | 2.1 | 851.216 | 55.171 | 6531.949 | 6286.106 |  | 9833.2347 | 0.33366 | 0.23849 | 8390.3197 | 0.2847 | 0.2035 |  | 6054.4113
6 | 5 | 11 | 835 | 210 | 35 | 4.1 | 973.683 | 55.598 | 7471.22 | 7186.07 |  | 12828.9935 | 0.34115 | 0.26381 | 11160.54 | 0.29678 | 0.2295 |  | 7267.6469
6 | 5 | 12 | 850 | 200 | 36.1 | 2.1 | 1002.087 | 62.083 | 7495.973 | 7209.747 |  | 14016.9364 | 0.34267 | 0.27267 | 12194.3219 | 0.29811 | 0.23722 |  | 7725.9665
6 | 5 | 13 | 844 | 193 | 37.8 | 6.7 | 959.687 | 53.922 | 7411.322 | 7128.769 |  | 13862.3943 | 0.34266 | 0.27403 | 12056.7645 | 0.29803 | 0.23833 |  | 7608.4989
6 | 5 | 14 | 844 | 164 | 38.9 | 0 | 848.949 | 71.188 | 6102.1 | 5873.243 |  | 12781.5688 | 0.3405 | 0.27697 | 11112.4801 | 0.29603 | 0.2408 |  | 6948.0142
6 | 5 | 15 | 802 | 148 | 38.9 | 5.7 | 674.693 | 51.409 | 5206.938 | 5011.432 |  | 10111.1692 | 0.33186 | 0.26443 | 8613.8265 | 0.28272 | 0.22527 |  | 5697.0752
6 | 5 | 16 | 733 | 124 | 38.9 | 5.7 | 456.468 | 47.3 | 3469.178 | 3330.619 |  | 6613.3597 | 0.31202 | 0.23871 | 5514.7319 | 0.26019 | 0.19905 |  | 3987.2858
6 | 5 | 17 | 604 | 92 | 37.2 | 7.2 | 222.406 | 40.524 | 1544.432 | 1456.934 |  | 1271.8985 | 0.11783 | 0.081404 | 1075.5552 | 0.09964 | 0.068838 |  | 1980.3448
6 | 5 | 18 | 352 | 55 | 36.7 | 5.2 | 41.465 | 37.014 | 341.608 | 279.608 |  | 0 | 0 | 0 | 0 | 0 | 0 |  | 315.279
6 | 5 | 19 | 23 | 14 | 34.4 | 5.2 | 12.257 | 33.809 | 102.163 | 44.652 |  | 0 | 0 | 0 | 0 | 0 | 0 |  | 0
6 | 5 | 20 | 0 | 0 | 32.8 | 4.6 | 0 | 32.8 | 0 | 0 |  | 0 | 0 |  | 0 | 0 |  |  | 0
6 | 5 | 21 | 0 | 0 | 31.1 | 0 | 0 | 31.1 | 0 | 0 |  | 0 | 0 |  | 0 | 0 |  |  | 0
6 | 5 | 22 | 0 | 0 | 31.1 | 0 | 0 | 31.1 | 0 | 0 |  | 0 | 0 |  | 0 | 0 |  |  | 0
6 | 5 | 23 | 0 | 0 | 30 | 3.1 | 0 | 30 | 0 | 0 |  | 0 | 0 |  | 0 | 0 |  |  | 0
6 | 6 | 0 | 0 | 0 | 28.3 | 3.1 | 0 | 28.3 | 0 | 0 |  | 0 | 0 |  | 0 | 0 |  |  | 0
6 | 6 | 1 | 0 | 0 | 26.7 | 2.1 | 0 | 26.7 | 0 | 0 |  | 0 | 0 |  | 0 | 0 |  |  | 0
6 | 6 | 2 | 0 | 0 | 26.1 | 2.1 | 0 | 26.1 | 0 | 0 |  | 0 | 0 |  | 0 | 0 |  |  | 0
6 | 6 | 3 | 0 | 0 | 24.4 | 0 | 0 | 24.4 | 0 | 0 |  | 0 | 0 |  | 0 | 0 |  |  | 0
6 | 6 | 4 | 0 | 0 | 23.9 | 0 | 0 | 23.9 | 0 | 0 |  | 0 | 0 |  | 0 | 0 |  |  | 0
6 | 6 | 5 | 19 | 20 | 24.4 | 2.1 | 17.553 | 23.237 | 151.887 | 93.46 |  | 0 | 0 | 0 | 0 | 0 | 0 |  | 0
6 | 6 | 6 | 306 | 69 | 26.7 | 1.5 | 57.3 | 26.677 | 454.166 | 389.99 |  | 0 | 0 | 0 | 0 | 0 | 0 |  | 0
6 | 6 | 7 | 547 | 116 | 27.8 | 2.1 | 246.849 | 32.925 | 1831.538 | 1737.225 |  | 0 | 0 | 0 | 0 | 0 | 0 |  | 744.7766
6 | 6 | 8 | 676 | 155 | 28.9 | 0 | 476.459 | 46.722 | 3661.602 | 3517.244 |  | 2381.7616 | 0.1838 | 0.1129 | 2055.1654 | 0.1586 | 0.097422 |  | 2691.4408
6 | 6 | 9 | 752 | 184 | 30.6 | 2.1 | 692.027 | 48.113 | 5420.489 | 5217.274 |  | 7144.871 | 0.31648 | 0.22164 | 6016.7839 | 0.26651 | 0.18665 |  | 4605.3624
6 | 6 | 10 | 799 | 204 | 31.7 | 1.5 | 860.89 | 55.779 | 6589.663 | 6341.491 |  | 10348.1233 | 0.33356 | 0.24796 | 8828.8982 | 0.28459 | 0.21155 |  | 6162.148
6 | 6 | 11 | 825 | 214 | 33.9 | 2.1 | 967.32 | 58.882 | 7326.805 | 7047.895 |  | 12660.1104 | 0.3411 | 0.26184 | 11013.2471 | 0.29673 | 0.22778 |  | 7217.7806
6 | 6 | 12 | 828 | 218 | 36.7 | 2.1 | 997.067 | 62.528 | 7445.099 | 7161.083 |  | 13642.8737 | 0.34267 | 0.26616 | 11868.2157 | 0.29809 | 0.23153 |  | 7675.5612
6 | 6 | 13 | 817 | 214 | 37.2 | 1.5 | 953.945 | 64.256 | 7070.644 | 6802.625 |  | 13410.6932 | 0.34266 | 0.26623 | 11663.4968 | 0.29801 | 0.23155 |  | 7542.7604
6 | 6 | 14 | 789 | 202 | 38.3 | 2.1 | 843.183 | 60.486 | 6332.534 | 6094.65 |  | 11943.4371 | 0.34048 | 0.26144 | 10383.5312 | 0.29601 | 0.22729 |  | 6817.683
6 | 6 | 15 | 743 | 181 | 37.8 | 3.6 | 667.422 | 52.877 | 5125.354 | 4932.752 |  | 9366.3551 | 0.33186 | 0.24827 | 7979.2577 | 0.28271 | 0.2115 |  | 5568.0262
6 | 6 | 16 | 664 | 151 | 38.3 | 3.6 | 449.697 | 48.467 | 3414.604 | 3277.667 |  | 5993.8022 | 0.31207 | 0.22089 | 4998.6741 | 0.26026 | 0.18422 |  | 3861.9686
6 | 6 | 17 | 525 | 110 | 37.2 | 3.1 | 220.336 | 42.279 | 1552.247 | 1464.567 |  | 1116.2986 | 0.11882 | 0.073586 | 944.4065 | 0.10052 | 0.062255 |  | 1896.4205
6 | 6 | 18 | 266 | 64 | 36.7 | 3.6 | 47.95 | 37.263 | 394.668 | 331.648 |  | 0 | 0 | 0 | 0 | 0 | 0 |  | 310.1737
6 | 6 | 19 | 10 | 15 | 35 | 4.1 | 13.431 | 34.399 | 111.709 | 54.022 |  | 0 | 0 | 0 | 0 | 0 | 0 |  | 0
6 | 6 | 20 | 0 | 0 | 33.3 | 3.6 | 0 | 33.3 | 0 | 0 |  | 0 | 0 |  | 0 | 0 |  |  | 0
6 | 6 | 21 | 0 | 0 | 31.7 | 2.6 | 0 | 31.7 | 0 | 0 |  | 0 | 0 |  | 0 | 0 |  |  | 0
6 | 6 | 22 | 0 | 0 | 31.1 | 2.6 | 0 | 31.1 | 0 | 0 |  | 0 | 0 |  | 0 | 0 |  |  | 0
6 | 6 | 23 | 0 | 0 | 29.4 | 2.1 | 0 | 29.4 | 0 | 0 |  | 0 | 0 |  | 0 | 0 |  |  | 0
6 | 7 | 0 | 0 | 0 | 28.3 | 2.1 | 0 | 28.3 | 0 | 0 |  | 0 | 0 |  | 0 | 0 |  |  | 0
6 | 7 | 1 | 0 | 0 | 27.2 | 0 | 0 | 27.2 | 0 | 0 |  | 0 | 0 |  | 0 | 0 |  |  | 0
6 | 7 | 2 | 0 | 0 | 26.7 | 0 | 0 | 26.7 | 0 | 0 |  | 0 | 0 |  | 0 | 0 |  |  | 0
6 | 7 | 3 | 0 | 0 | 26.1 | 2.1 | 0 | 26.1 | 0 | 0 |  | 0 | 0 |  | 0 | 0 |  |  | 0
6 | 7 | 4 | 0 | 0 | 25 | 2.1 | 0 | 25 | 0 | 0 |  | 0 | 0 |  | 0 | 0 |  |  | 0
6 | 7 | 5 | 20 | 20 | 25 | 2.1 | 17.558 | 23.862 | 151.601 | 93.178 |  | 0 | 0 | 0 | 0 | 0 | 0 |  | 0
6 | 7 | 6 | 312 | 69 | 26.7 | 2.1 | 57.102 | 26.688 | 453.403 | 389.241 |  | 0 | 0 | 0 | 0 | 0 | 0 |  | 0
6 | 7 | 7 | 555 | 115 | 28.3 | 2.1 | 247.427 | 33.449 | 1829.024 | 1734.772 |  | 0 | 0 | 0 | 0 | 0 | 0 |  | 740.7975
6 | 7 | 8 | 688 | 154 | 31.1 | 1.5 | 480.543 | 43.852 | 3731.413 | 3584.92 |  | 2381.6068 | 0.18106 | 0.11213 | 2054.2571 | 0.15617 | 0.096721 |  | 2710.3766
6 | 7 | 9 | 762 | 183 | 31.1 | 1.5 | 696.932 | 50.337 | 5412.042 | 5209.136 |  | 7222.8146 | 0.31628 | 0.22262 | 6080.4348 | 0.26626 | 0.18741 |  | 4637.2506
6 | 7 | 10 | 811 | 203 | 34.4 | 3.1 | 868.927 | 54.312 | 6689.181 | 6436.968 |  | 10486.6908 | 0.33345 | 0.24905 | 8946.3743 | 0.28447 | 0.21247 |  | 6220.9362
6 | 7 | 11 | 837 | 213 | 36.1 | 3.1 | 976.496 | 58.632 | 7403.531 | 7121.314 |  | 12829.3266 | 0.34104 | 0.26289 | 11160.0522 | 0.29667 | 0.22869 |  | 7289.1984
6 | 7 | 12 | 847 | 217 | 37.2 | 1 | 1013.283 | 68.074 | 7397.041 | 7115.104 |  | 13944.9969 | 0.34266 | 0.26772 | 12130.4 | 0.29807 | 0.23288 |  | 7806.5651
6 | 7 | 13 | 838 | 213 | 37.8 | 2.6 | 971.505 | 61.672 | 7276.192 | 6999.452 |  | 13747.614 | 0.34265 | 0.26797 | 11956.1577 | 0.298 | 0.23305 |  | 7689.6546
6 | 7 | 14 | 803 | 210 | 38.3 | 3.1 | 861.772 | 58.554 | 6522.153 | 6276.705 |  | 12150.8152 | 0.34046 | 0.26011 | 10563.5892 | 0.29599 | 0.22613 |  | 6966.229
6 | 7 | 15 | 755 | 188 | 38.9 | 5.2 | 681.746 | 52.244 | 5248.536 | 5051.541 |  | 9517.3476 | 0.33186 | 0.24689 | 8107.8739 | 0.28271 | 0.21033 |  | 5684.8191
6 | 7 | 16 | 681 | 150 | 38.3 | 3.6 | 456.762 | 48.645 | 3464.761 | 3326.333 |  | 6150.9203 | 0.31212 | 0.223 | 5130.4134 | 0.26033 | 0.186 |  | 3931.0837
6 | 7 | 17 | 542 | 110 | 38.9 | 5.2 | 224.562 | 43.1 | 1574.418 | 1486.222 |  | 1164.49 | 0.11989 | 0.075187 | 985.6619 | 0.10148 | 0.063641 |  | 1940.0688
6 | 7 | 18 | 279 | 64 | 37.2 | 6.2 | 47.958 | 37.587 | 394.265 | 331.252 |  | 0 | 0 | 0 | 0 | 0 | 0 |  | 317.7
6 | 7 | 19 | 11 | 16 | 35 | 4.6 | 14.238 | 34.44 | 118.405 | 60.595 |  | 0 | 0 | 0 | 0 | 0 | 0 |  | 0
6 | 7 | 20 | 0 | 0 | 33.9 | 4.1 | 0 | 33.9 | 0 | 0 |  | 0 | 0 |  | 0 | 0 |  |  | 0
6 | 7 | 21 | 0 | 0 | 32.2 | 3.1 | 0 | 32.2 | 0 | 0 |  | 0 | 0 |  | 0 | 0 |  |  | 0
6 | 7 | 22 | 0 | 0 | 31.1 | 1 | 0 | 31.1 | 0 | 0 |  | 0 | 0 |  | 0 | 0 |  |  | 0
6 | 7 | 23 | 0 | 0 | 30.6 | 2.1 | 0 | 30.6 | 0 | 0 |  | 0 | 0 |  | 0 | 0 |  |  | 0
6 | 8 | 0 | 0 | 0 | 28.9 | 2.1 | 0 | 28.9 | 0 | 0 |  | 0 | 0 |  | 0 | 0 |  |  | 0
6 | 8 | 1 | 0 | 0 | 27.2 | 0 | 0 | 27.2 | 0 | 0 |  | 0 | 0 |  | 0 | 0 |  |  | 0
6 | 8 | 2 | 0 | 0 | 26.1 | 1.5 | 0 | 26.1 | 0 | 0 |  | 0 | 0 |  | 0 | 0 |  |  | 0
6 | 8 | 3 | 0 | 0 | 25.6 | 3.1 | 0 | 25.6 | 0 | 0 |  | 0 | 0 |  | 0 | 0 |  |  | 0
6 | 8 | 4 | 0 | 0 | 24.4 | 3.6 | 0 | 24.4 | 0 | 0 |  | 0 | 0 |  | 0 | 0 |  |  | 0
6 | 8 | 5 | 99 | 18 | 23.9 | 4.1 | 14.07 | 22.897 | 121.89 | 64.016 |  | 0 | 0 | 0 | 0 | 0 | 0 |  | 0
6 | 8 | 6 | 518 | 48 | 24.4 | 2.1 | 43.974 | 23.95 | 324.131 | 262.466 |  | 0 | 0 | 0 | 0 | 0 | 0 |  | 0
6 | 8 | 7 | 731 | 74 | 26.7 | 3.1 | 257.924 | 31.477 | 1854.27 | 1759.405 |  | 0 | 0 | 0 | 0 | 0 | 0 |  | 690.7243
6 | 8 | 8 | 838 | 97 | 29.4 | 1.5 | 500.449 | 42.727 | 3878.864 | 3727.806 |  | 2849.4629 | 0.17831 | 0.13522 | 2456.7827 | 0.15374 | 0.11659 |  | 2761.7608
6 | 8 | 9 | 893 | 114 | 31.7 | 0 | 716.083 | 58.41 | 5380.986 | 5179.209 |  | 8444.7529 | 0.31608 | 0.25823 | 7106.7047 | 0.266 | 0.21732 |  | 4776.9548
6 | 8 | 10 | 935 | 126 | 33.3 | 2.6 | 892.008 | 54.858 | 6849.939 | 6591.125 |  | 12071.1401 | 0.33335 | 0.28186 | 10297.2546 | 0.28437 | 0.24044 |  | 6448.5284
6 | 8 | 11 | 946 | 132 | 33.9 | 0 | 990.7 | 70.182 | 7166.354 | 6894.292 |  | 14483.8048 | 0.34099 | 0.29316 | 12598.7911 | 0.29662 | 0.25501 |  | 7506.6661
6 | 8 | 12 | 948 | 135 | 35.6 | 4.6 | 1021.197 | 56.567 | 7807.906 | 7507.934 |  | 15596.2963 | 0.34266 | 0.29649 | 13566.1735 | 0.29806 | 0.2579 |  | 8011.7926
6 | 8 | 13 | 941 | 132 | 36.1 | 5.2 | 980.174 | 55.152 | 7532.538 | 7244.717 |  | 15429.3693 | 0.34265 | 0.29695 | 13418.404 | 0.29799 | 0.25825 |  | 7915.483
6 | 8 | 14 | 923 | 124 | 36.7 | 5.2 | 868.745 | 53.643 | 6700.264 | 6447.599 |  | 13962.2743 | 0.34044 | 0.29381 | 12138.1949 | 0.29597 | 0.25542 |  | 7222.954
6 | 8 | 15 | 894 | 112 | 36.1 | 6.7 | 698.851 | 47.809 | 5463.618 | 5258.828 |  | 11270.0505 | 0.33186 | 0.28288 | 9601.0372 | 0.28271 | 0.24099 |  | 5999.5719
6 | 8 | 16 | 829 | 94 | 35.6 | 6.2 | 474.689 | 43.842 | 3641.927 | 3498.168 |  | 7492.8671 | 0.31217 | 0.25894 | 6250.7131 | 0.26042 | 0.21601 |  | 4217.5696
6 | 8 | 17 | 721 | 71 | 35 | 4.1 | 234.418 | 39.87 | 1595.75 | 1507.055 |  | 1566.3532 | 0.12105 | 0.093977 | 1326.5101 | 0.10251 | 0.079587 |  | 2151.0827
6 | 8 | 18 | 490 | 45 | 33.9 | 4.6 | 33.945 | 34.034 | 282.693 | 221.816 |  | 0 | 0 | 0 | 0 | 0 | 0 |  | 349.0684
6 | 8 | 19 | 69 | 16 | 32.8 | 2.1 | 13.304 | 31.922 | 111.642 | 53.956 |  | 0 | 0 | 0 | 0 | 0 | 0 |  | 0
6 | 8 | 20 | 0 | 0 | 31.1 | 2.6 | 0 | 31.1 | 0 | 0 |  | 0 | 0 |  | 0 | 0 |  |  | 0
6 | 8 | 21 | 0 | 0 | 30.6 | 2.6 | 0 | 30.6 | 0 | 0 |  | 0 | 0 |  | 0 | 0 |  |  | 0
6 | 8 | 22 | 0 | 0 | 30 | 2.1 | 0 | 30 | 0 | 0 |  | 0 | 0 |  | 0 | 0 |  |  | 0
6 | 8 | 23 | 0 | 0 | 28.3 | 0 | 0 | 28.3 | 0 | 0 |  | 0 | 0 |  | 0 | 0 |  |  | 0
6 | 9 | 0 | 0 | 0 | 27.8 | 0 | 0 | 27.8 | 0 | 0 |  | 0 | 0 |  | 0 | 0 |  |  | 0
6 | 9 | 1 | 0 | 0 | 27.2 | 2.1 | 0 | 27.2 | 0 | 0 |  | 0 | 0 |  | 0 | 0 |  |  | 0
6 | 9 | 2 | 0 | 0 | 26.1 | 3.1 | 0 | 26.1 | 0 | 0 |  | 0 | 0 |  | 0 | 0 |  |  | 0
6 | 9 | 3 | 0 | 0 | 24.4 | 3.1 | 0 | 24.4 | 0 | 0 |  | 0 | 0 |  | 0 | 0 |  |  | 0
6 | 9 | 4 | 0 | 0 | 24.4 | 3.1 | 0 | 24.4 | 0 | 0 |  | 0 | 0 |  | 0 | 0 |  |  | 0
6 | 9 | 5 | 124 | 18 | 23.3 | 3.1 | 14.096 | 22.171 | 122.425 | 64.541 |  | 0 | 0 | 0 | 0 | 0 | 0 |  | 0
6 | 9 | 6 | 555 | 43 | 25 | 4.6 | 42.789 | 24.674 | 312.302 | 250.863 |  | 0 | 0 | 0 | 0 | 0 | 0 |  | 0
6 | 9 | 7 | 750 | 66 | 27.2 | 3.1 | 254.684 | 31.907 | 1815.417 | 1721.494 |  | 0 | 0 | 0 | 0 | 0 | 0 |  | 667.3449
6 | 9 | 8 | 846 | 87 | 28.9 | 2.1 | 494.548 | 40.932 | 3854.709 | 3704.405 |  | 2825.1977 | 0.17558 | 0.13676 | 2434.7531 | 0.15131 | 0.11786 |  | 2716.167
6 | 9 | 9 | 898 | 102 | 31.1 | 3.1 | 707.294 | 47.102 | 5551.696 | 5343.668 |  | 8472.4066 | 0.31588 | 0.26331 | 7127.4956 | 0.26574 | 0.22151 |  | 4714.078
6 | 9 | 10 | 932 | 113 | 32.8 | 3.6 | 876.542 | 52.022 | 6805.332 | 6548.358 |  | 12014.0388 | 0.33326 | 0.28617 | 10247.7284 | 0.28426 | 0.24409 |  | 6336.9835
6 | 9 | 11 | 949 | 119 | 33.9 | 4.1 | 980.668 | 54.702 | 7550.155 | 7261.565 |  | 14514.0941 | 0.34095 | 0.29731 | 12624.655 | 0.29656 | 0.25861 |  | 7434.5871
6 | 9 | 12 | 951 | 121 | 36.1 | 4.6 | 1010.622 | 56.839 | 7718.664 | 7422.658 |  | 15634.7484 | 0.34266 | 0.30078 | 13599.0309 | 0.29804 | 0.26162 |  | 7935.7963
6 | 9 | 13 | 954 | 119 | 36.7 | 4.6 | 979.522 | 56.882 | 7476.425 | 7191.049 |  | 15635.2041 | 0.34265 | 0.30139 | 13597.0957 | 0.29798 | 0.2621 |  | 7922.5015
6 | 9 | 14 | 935 | 112 | 37.2 | 4.6 | 867.074 | 55.168 | 6647.356 | 6396.846 |  | 14140.2729 | 0.34043 | 0.29822 | 12292.7527 | 0.29595 | 0.25925 |  | 7224.6752
6 | 9 | 15 | 905 | 101 | 37.8 | 5.7 | 695.874 | 50.686 | 5379.779 | 5178.046 |  | 11410.0686 | 0.33187 | 0.28752 | 9720.3925 | 0.28272 | 0.24494 |  | 5992.0206
6 | 9 | 16 | 850 | 85 | 37.8 | 5.2 | 476.995 | 47.064 | 3612.293 | 3469.433 |  | 7688.7203 | 0.31224 | 0.26434 | 6415.2568 | 0.26053 | 0.22056 |  | 4253.6689
6 | 9 | 17 | 754 | 64 | 37.8 | 6.2 | 236.15 | 41.746 | 1584.765 | 1496.326 |  | 1657.4428 | 0.12229 | 0.097994 | 1404.4389 | 0.10362 | 0.083036 |  | 2194.5504
6 | 9 | 18 | 537 | 41 | 36.7 | 5.7 | 33.567 | 36.86 | 276.696 | 215.932 |  | 0 | 0 | 0 | 0 | 0 | 0 |  | 359.4819
6 | 9 | 19 | 91 | 14 | 34.4 | 4.1 | 10.95 | 33.696 | 91.304 | 33.991 |  | 0 | 0 | 0 | 0 | 0 | 0 |  | 0
6 | 9 | 20 | 0 | 0 | 33.3 | 3.6 | 0 | 33.3 | 0 | 0 |  | 0 | 0 |  | 0 | 0 |  |  | 0
6 | 9 | 21 | 0 | 0 | 32.2 | 3.6 | 0 | 32.2 | 0 | 0 |  | 0 | 0 |  | 0 | 0 |  |  | 0
6 | 9 | 22 | 0 | 0 | 28.9 | 2.1 | 0 | 28.9 | 0 | 0 |  | 0 | 0 |  | 0 | 0 |  |  | 0
6 | 9 | 23 | 0 | 0 | 26.7 | 3.1 | 0 | 26.7 | 0 | 0 |  | 0 | 0 |  | 0 | 0 |  |  | 0
6 | 10 | 0 | 0 | 0 | 26.7 | 2.6 | 0 | 26.7 | 0 | 0 |  | 0 | 0 |  | 0 | 0 |  |  | 0
6 | 10 | 1 | 0 | 0 | 26.7 | 1.5 | 0 | 26.7 | 0 | 0 |  | 0 | 0 |  | 0 | 0 |  |  | 0
6 | 10 | 2 | 0 | 0 | 26.1 | 0 | 0 | 26.1 | 0 | 0 |  | 0 | 0 |  | 0 | 0 |  |  | 0
6 | 10 | 3 | 0 | 0 | 24.4 | 0 | 0 | 24.4 | 0 | 0 |  | 0 | 0 |  | 0 | 0 |  |  | 0
6 | 10 | 4 | 0 | 0 | 24.4 | 0 | 0 | 24.4 | 0 | 0 |  | 0 | 0 |  | 0 | 0 |  |  | 0
6 | 10 | 5 | 178 | 16 | 23.9 | 3.1 | 12.545 | 22.746 | 108.74 | 51.107 |  | 0 | 0 | 0 | 0 | 0 | 0 |  | 0
6 | 10 | 6 | 632 | 35 | 25.6 | 2.1 | 36.574 | 24.987 | 254.419 | 194.077 |  | 0 | 0 | 0 | 0 | 0 | 0 |  | 0
6 | 10 | 7 | 808 | 54 | 29.4 | 3.1 | 260.319 | 34.265 | 1821.552 | 1727.481 |  | 0 | 0 | 0 | 0 | 0 | 0 |  | 651.8745
6 | 10 | 8 | 897 | 71 | 31.1 | 1.5 | 503.009 | 44.498 | 3861.23 | 3710.723 |  | 2941.4949 | 0.17286 | 0.1418 | 2533.7314 | 0.1489 | 0.12214 |  | 2747.1791
6 | 10 | 9 | 944 | 85 | 33.3 | 2.1 | 721.024 | 51.541 | 5561.91 | 5353.505 |  | 8886.0813 | 0.31569 | 0.27249 | 7472.84 | 0.26548 | 0.22915 |  | 4803.7615
6 | 10 | 10 | 972 | 94 | 35 | 2.1 | 890.293 | 57.789 | 6757.302 | 6502.303 |  | 12511.064 | 0.33316 | 0.29447 | 10670.852 | 0.28416 | 0.25115 |  | 6443.4572
6 | 10 | 11 | 988 | 99 | 36.7 | 2.1 | 996.53 | 62.325 | 7443.599 | 7159.648 |  | 15094.9859 | 0.3409 | 0.30509 | 13129.4145 | 0.29651 | 0.26536 |  | 7567.7738
6 | 10 | 12 | 997 | 101 | 37.8 | 3.6 | 1034.522 | 60.711 | 7780.549 | 7481.796 |  | 16380.3183 | 0.34266 | 0.30845 | 14246.9691 | 0.29803 | 0.26827 |  | 8142.1156
6 | 10 | 13 | 987 | 99 | 38.3 | 5.2 | 990.129 | 57.576 | 7536.506 | 7248.513 |  | 16169.2776 | 0.34265 | 0.30865 | 14061.2698 | 0.29798 | 0.26841 |  | 8032.4256
6 | 10 | 14 | 977 | 93 | 37.8 | 4.1 | 882.74 | 56.791 | 6723.875 | 6470.245 |  | 14772.691 | 0.34042 | 0.306 | 12842.3942 | 0.29594 | 0.26601 |  | 7387.8791
6 | 10 | 15 | 949 | 83 | 38.9 | 5.2 | 707.668 | 52.755 | 5425.426 | 5222.032 |  | 11967.1 | 0.33188 | 0.2961 | 10195.0587 | 0.28273 | 0.25225 |  | 6132.6478
6 | 10 | 16 | 895 | 70 | 37.8 | 4.6 | 483.92 | 47.867 | 3647.289 | 3503.366 |  | 8102.8944 | 0.31232 | 0.27357 | 6762.1915 | 0.26064 | 0.2283 |  | 4356.3072
6 | 10 | 17 | 808 | 52 | 38.3 | 3.6 | 241.022 | 43.65 | 1589.873 | 1501.315 |  | 1798.3602 | 0.12361 | 0.10408 | 1524.7497 | 0.1048 | 0.088245 |  | 2260.6947
6 | 10 | 18 | 608 | 33 | 37.2 | 4.6 | 26.824 | 37.313 | 220.744 | 161.035 |  | 0 | 0 | 0 | 0 | 0 | 0 |  | 367.9496
6 | 10 | 19 | 138 | 13 | 35 | 2.6 | 10.068 | 34.172 | 83.801 | 26.625 |  | 0 | 0 | 0 | 0 | 0 | 0 |  | 0
6 | 10 | 20 | 0 | 0 | 33.3 | 1.5 | 0 | 33.3 | 0 | 0 |  | 0 | 0 |  | 0 | 0 |  |  | 0
6 | 10 | 21 | 0 | 0 | 32.2 | 2.1 | 0 | 32.2 | 0 | 0 |  | 0 | 0 |  | 0 | 0 |  |  | 0
6 | 10 | 22 | 0 | 0 | 30.6 | 2.1 | 0 | 30.6 | 0 | 0 |  | 0 | 0 |  | 0 | 0 |  |  | 0
6 | 10 | 23 | 0 | 0 | 30 | 1.5 | 0 | 30 | 0 | 0 |  | 0 | 0 |  | 0 | 0 |  |  | 0
6 | 11 | 0 | 0 | 0 | 28.9 | 1.5 | 0 | 28.9 | 0 | 0 |  | 0 | 0 |  | 0 | 0 |  |  | 0
6 | 11 | 1 | 0 | 0 | 27.8 | 2.1 | 0 | 27.8 | 0 | 0 |  | 0 | 0 |  | 0 | 0 |  |  | 0
6 | 11 | 2 | 0 | 0 | 27.8 | 2.1 | 0 | 27.8 | 0 | 0 |  | 0 | 0 |  | 0 | 0 |  |  | 0
6 | 11 | 3 | 0 | 0 | 26.7 | 2.6 | 0 | 26.7 | 0 | 0 |  | 0 | 0 |  | 0 | 0 |  |  | 0
6 | 11 | 4 | 0 | 0 | 25.6 | 2.6 | 0 | 25.6 | 0 | 0 |  | 0 | 0 |  | 0 | 0 |  |  | 0
6 | 11 | 5 | 181 | 15 | 25.6 | 2.1 | 11.679 | 24.315 | 100.68 | 43.195 |  | 0 | 0 | 0 | 0 | 0 | 0 |  | 0
6 | 11 | 6 | 628 | 35 | 27.2 | 3.1 | 35.951 | 26.704 | 251.688 | 191.397 |  | 0 | 0 | 0 | 0 | 0 | 0 |  | 0
6 | 11 | 7 | 807 | 54 | 28.9 | 2.6 | 259.288 | 33.988 | 1814.511 | 1720.61 |  | 0 | 0 | 0 | 0 | 0 | 0 |  | 645.3581
6 | 11 | 8 | 896 | 71 | 32.8 | 2.1 | 501.64 | 45.026 | 3842.097 | 3692.185 |  | 2884.9266 | 0.17017 | 0.1395 | 2483.6966 | 0.1465 | 0.1201 |  | 2736.4173
6 | 11 | 9 | 941 | 84 | 35 | 2.1 | 717.137 | 53.118 | 5497.756 | 5291.714 |  | 8837.9289 | 0.31549 | 0.27258 | 7429.648 | 0.26522 | 0.22915 |  | 4775.7781
6 | 11 | 10 | 968 | 93 | 37.8 | 2.6 | 885.221 | 59.104 | 6683.687 | 6431.698 |  | 12441.6409 | 0.33307 | 0.29457 | 10610.8373 | 0.28406 | 0.25122 |  | 6405.6654
6 | 11 | 11 | 983 | 98 | 38.3 | 3.1 | 990.333 | 61.104 | 7433.593 | 7150.075 |  | 15003.8225 | 0.34086 | 0.30518 | 13049.6084 | 0.29646 | 0.26544 |  | 7520.1101
6 | 11 | 12 | 989 | 100 | 39.4 | 2.6 | 1025.561 | 64.355 | 7600.687 | 7309.883 |  | 16239.0364 | 0.34266 | 0.30848 | 14123.5963 | 0.29802 | 0.2683 |  | 8070.9972
6 | 11 | 13 | 988 | 98 | 40.6 | 1.5 | 989.786 | 68.446 | 7210.351 | 6936.42 |  | 16179.7042 | 0.34265 | 0.30898 | 14070.0988 | 0.29797 | 0.26869 |  | 8030.4911
6 | 11 | 14 | 974 | 92 | 40 | 1.5 | 879.32 | 65.095 | 6478.771 | 6235.063 |  | 14725.4994 | 0.34042 | 0.30623 | 12801.271 | 0.29593 | 0.26621 |  | 7359.6837
6 | 11 | 15 | 942 | 83 | 41.7 | 2.1 | 703.286 | 60.373 | 5232.77 | 5036.34 |  | 11881.9588 | 0.33189 | 0.29588 | 10122.6933 | 0.28275 | 0.25207 |  | 6092.7392
6 | 11 | 16 | 897 | 69 | 41.1 | 2.1 | 484.299 | 54.142 | 3563.105 | 3421.731 |  | 8128.888 | 0.3124 | 0.27422 | 6785.3814 | 0.26077 | 0.2289 |  | 4361.8209
6 | 11 | 17 | 806 | 52 | 41.1 | 2.1 | 241.099 | 47.633 | 1568.055 | 1480.006 |  | 1817.4934 | 0.12502 | 0.10525 | 1541.9333 | 0.10606 | 0.089295 |  | 2260.5222
6 | 11 | 18 | 612 | 33 | 39.4 | 3.1 | 26.815 | 39.683 | 218.755 | 159.083 |  | 0 | 0 | 0 | 0 | 0 | 0 |  | 373.2995
6 | 11 | 19 | 142 | 14 | 37.8 | 2.6 | 10.922 | 37.12 | 89.949 | 32.661 |  | 0 | 0 | 0 | 0 | 0 | 0 |  | 0
6 | 11 | 20 | 0 | 0 | 35.6 | 2.6 | 0 | 35.6 | 0 | 0 |  | 0 | 0 |  | 0 | 0 |  |  | 0
6 | 11 | 21 | 0 | 0 | 33.9 | 1.5 | 0 | 33.9 | 0 | 0 |  | 0 | 0 |  | 0 | 0 |  |  | 0
6 | 11 | 22 | 0 | 0 | 32.8 | 0 | 0 | 32.8 | 0 | 0 |  | 0 | 0 |  | 0 | 0 |  |  | 0
6 | 11 | 23 | 0 | 0 | 32.2 | 0 | 0 | 32.2 | 0 | 0 |  | 0 | 0 |  | 0 | 0 |  |  | 0
6 | 12 | 0 | 0 | 0 | 31.1 | 0 | 0 | 31.1 | 0 | 0 |  | 0 | 0 |  | 0 | 0 |  |  | 0
6 | 12 | 1 | 0 | 0 | 28.9 | 0 | 0 | 28.9 | 0 | 0 |  | 0 | 0 |  | 0 | 0 |  |  | 0
6 | 12 | 2 | 0 | 0 | 29.4 | 2.1 | 0 | 29.4 | 0 | 0 |  | 0 | 0 |  | 0 | 0 |  |  | 0
6 | 12 | 3 | 0 | 0 | 27.8 | 1.5 | 0 | 27.8 | 0 | 0 |  | 0 | 0 |  | 0 | 0 |  |  | 0
6 | 12 | 4 | 0 | 0 | 27.2 | 2.1 | 0 | 27.2 | 0 | 0 |  | 0 | 0 |  | 0 | 0 |  |  | 0
6 | 12 | 5 | 86 | 19 | 26.7 | 2.6 | 14.849 | 25.623 | 127.422 | 69.446 |  | 0 | 0 | 0 | 0 | 0 | 0 |  | 0
6 | 12 | 6 | 493 | 50 | 27.2 | 3.1 | 43.334 | 26.886 | 329.565 | 267.796 |  | 0 | 0 | 0 | 0 | 0 | 0 |  | 0
6 | 12 | 7 | 710 | 78 | 29.4 | 3.6 | 253.337 | 33.907 | 1806.346 | 1712.642 |  | 0 | 0 | 0 | 0 | 0 | 0 |  | 670.1228
6 | 12 | 8 | 821 | 102 | 32.8 | 3.1 | 493.566 | 43.514 | 3812.639 | 3663.641 |  | 2595.3257 | 0.1675 | 0.12448 | 2233.1235 | 0.14412 | 0.10711 |  | 2715.9477
6 | 12 | 9 | 880 | 121 | 35.6 | 2.1 | 710.286 | 53.524 | 5439.769 | 5235.851 |  | 8246.7487 | 0.3153 | 0.25369 | 6930.1183 | 0.26496 | 0.21318 |  | 4732.957
6 | 12 | 10 | 911 | 133 | 38.3 | 2.1 | 875.492 | 60.626 | 6571.073 | 6323.653 |  | 11692.7179 | 0.33298 | 0.27775 | 9971.3853 | 0.28396 | 0.23686 |  | 6323.165
6 | 12 | 11 | 932 | 140 | 40.6 | 1.5 | 982.398 | 67.85 | 7174.973 | 6902.545 |  | 14212.0995 | 0.34081 | 0.28974 | 12360.5196 | 0.29641 | 0.252 |  | 7438.4654
6 | 12 | 12 | 937 | 143 | 41.7 | 2.1 | 1015.884 | 67.807 | 7423.613 | 7140.528 |  | 15376.6143 | 0.34266 | 0.29355 | 13373.1088 | 0.29801 | 0.2553 |  | 7964.9174
6 | 12 | 13 | 939 | 140 | 42.8 | 5.2 | 984.346 | 61.998 | 7361.904 | 7081.483 |  | 15372.3932 | 0.34265 | 0.29441 | 13367.861 | 0.29797 | 0.25602 |  | 7942.8699
6 | 12 | 14 | 916 | 132 | 43.3 | 4.6 | 870.17 | 61.288 | 6511.844 | 6266.81 |  | 13847.7652 | 0.34042 | 0.29086 | 12038.1871 | 0.29593 | 0.25286 |  | 7224.2512
6 | 12 | 15 | 877 | 119 | 42.8 | 4.1 | 694.813 | 57.833 | 5226.132 | 5029.939 |  | 11065.7847 | 0.33191 | 0.27953 | 9427.5622 | 0.28278 | 0.23815 |  | 5950.0129
6 | 12 | 16 | 819 | 100 | 42.2 | 4.1 | 477.16 | 52.575 | 3545.252 | 3404.415 |  | 7429.8975 | 0.31249 | 0.25597 | 6203.4024 | 0.2609 | 0.21371 |  | 4223.8848
6 | 12 | 17 | 710 | 76 | 41.7 | 3.1 | 238.28 | 47.36 | 1588.404 | 1499.881 |  | 1623.0464 | 0.12651 | 0.096497 | 1377.8658 | 0.1074 | 0.08192 |  | 2169.7537
6 | 12 | 18 | 476 | 48 | 40.6 | 3.1 | 36.196 | 41.141 | 293.697 | 232.611 |  | 0 | 0 | 0 | 0 | 0 | 0 |  | 365.0956
6 | 12 | 19 | 66 | 17 | 38.9 | 2.6 | 14.098 | 38.373 | 115.57 | 57.812 |  | 0 | 0 | 0 | 0 | 0 | 0 |  | 0
6 | 12 | 20 | 0 | 0 | 36.7 | 2.1 | 0 | 36.7 | 0 | 0 |  | 0 | 0 |  | 0 | 0 |  |  | 0
6 | 12 | 21 | 0 | 0 | 34.4 | 2.1 | 0 | 34.4 | 0 | 0 |  | 0 | 0 |  | 0 | 0 |  |  | 0
6 | 12 | 22 | 0 | 0 | 34.4 | 3.1 | 0 | 34.4 | 0 | 0 |  | 0 | 0 |  | 0 | 0 |  |  | 0
6 | 12 | 23 | 0 | 0 | 31.7 | 2.1 | 0 | 31.7 | 0 | 0 |  | 0 | 0 |  | 0 | 0 |  |  | 0
6 | 13 | 0 | 0 | 0 | 31.1 | 1.5 | 0 | 31.1 | 0 | 0 |  | 0 | 0 |  | 0 | 0 |  |  | 0
6 | 13 | 1 | 0 | 0 | 30 | 2.1 | 0 | 30 | 0 | 0 |  | 0 | 0 |  | 0 | 0 |  |  | 0
6 | 13 | 2 | 0 | 0 | 30 | 0 | 0 | 30 | 0 | 0 |  | 0 | 0 |  | 0 | 0 |  |  | 0
6 | 13 | 3 | 0 | 0 | 28.9 | 0 | 0 | 28.9 | 0 | 0 |  | 0 | 0 |  | 0 | 0 |  |  | 0
6 | 13 | 4 | 0 | 0 | 27.2 | 3.6 | 0 | 27.2 | 0 | 0 |  | 0 | 0 |  | 0 | 0 |  |  | 0
6 | 13 | 5 | 126 | 18 | 26.7 | 3.1 | 14.098 | 25.677 | 120.955 | 63.098 |  | 0 | 0 | 0 | 0 | 0 | 0 |  | 0
6 | 13 | 6 | 558 | 43 | 27.8 | 4.1 | 40.799 | 27.483 | 305.388 | 244.08 |  | 0 | 0 | 0 | 0 | 0 | 0 |  | 0
6 | 13 | 7 | 753 | 66 | 29.4 | 4.1 | 252.473 | 33.702 | 1781.379 | 1688.277 |  | 0 | 0 | 0 | 0 | 0 | 0 |  | 645.8638
6 | 13 | 8 | 850 | 86 | 32.2 | 3.6 | 492.149 | 42.387 | 3811.031 | 3662.083 |  | 2638.0187 | 0.16487 | 0.12858 | 2268.5208 | 0.14178 | 0.11057 |  | 2689.5588
6 | 13 | 9 | 900 | 102 | 35 | 3.6 | 705.187 | 50.198 | 5468.436 | 5263.469 |  | 8415.8937 | 0.31511 | 0.26248 | 7069.6322 | 0.26471 | 0.22049 |  | 4692.6967
6 | 13 | 10 | 939 | 113 | 36.7 | 1.5 | 879.042 | 61.083 | 6584.986 | 6337.004 |  | 12035.9096 | 0.3329 | 0.28597 | 10263.3206 | 0.28387 | 0.24386 |  | 6351.4145
6 | 13 | 11 | 953 | 119 | 38.3 | 1.5 | 981.603 | 65.641 | 7234.145 | 6959.2 |  | 14519.482 | 0.34077 | 0.2972 | 12627.3642 | 0.29636 | 0.25847 |  | 7439.7636
6 | 13 | 12 | 959 | 121 | 39.4 | 1.5 | 1016.12 | 67.814 | 7425.007 | 7141.862 |  | 15729.5993 | 0.34265 | 0.301 | 13679.7308 | 0.298 | 0.26177 |  | 7978.9203
6 | 13 | 13 | 957 | 119 | 41.1 | 2.1 | 981.146 | 66.521 | 7204.323 | 6930.648 |  | 15662.9061 | 0.34264 | 0.30145 | 13620.3351 | 0.29796 | 0.26213 |  | 7935.0889
6 | 13 | 14 | 941 | 112 | 41.7 | 3.1 | 871.825 | 62.129 | 6501.704 | 6257.077 |  | 14225.7125 | 0.34042 | 0.29843 | 12366.7459 | 0.29593 | 0.25943 |  | 7264.0796
6 | 13 | 15 | 906 | 101 | 41.1 | 2.1 | 697.381 | 59.624 | 5206.601 | 5011.107 |  | 11436.338 | 0.33194 | 0.28767 | 9743.5046 | 0.2828 | 0.24508 |  | 6003.4751
6 | 13 | 16 | 854 | 85 | 41.7 | 3.1 | 480.465 | 53.165 | 3556.245 | 3415.078 |  | 7756.303 | 0.31259 | 0.26494 | 6477.5936 | 0.26105 | 0.22126 |  | 4283.9782
6 | 13 | 17 | 751 | 64 | 40.6 | 3.1 | 237.49 | 46.22 | 1572.005 | 1483.865 |  | 1741.3924 | 0.12808 | 0.1027 | 1479.337 | 0.10881 | 0.087245 |  | 2205.3151
6 | 13 | 18 | 541 | 41 | 39.4 | 2.6 | 33.429 | 39.88 | 272.517 | 211.832 |  | 0 | 0 | 0 | 0 | 0 | 0 |  | 374.8695
6 | 13 | 19 | 101 | 16 | 37.8 | 2.6 | 12.53 | 37.176 | 103.163 | 45.633 |  | 0 | 0 | 0 | 0 | 0 | 0 |  | 0
6 | 13 | 20 | 0 | 0 | 36.7 | 2.6 | 0 | 36.7 | 0 | 0 |  | 0 | 0 |  | 0 | 0 |  |  | 0
6 | 13 | 21 | 0 | 0 | 34.4 | 1.5 | 0 | 34.4 | 0 | 0 |  | 0 | 0 |  | 0 | 0 |  |  | 0
6 | 13 | 22 | 0 | 0 | 33.3 | 1.5 | 0 | 33.3 | 0 | 0 |  | 0 | 0 |  | 0 | 0 |  |  | 0
6 | 13 | 23 | 0 | 0 | 32.2 | 2.1 | 0 | 32.2 | 0 | 0 |  | 0 | 0 |  | 0 | 0 |  |  | 0
6 | 14 | 0 | 0 | 0 | 30.6 | 2.1 | 0 | 30.6 | 0 | 0 |  | 0 | 0 |  | 0 | 0 |  |  | 0
6 | 14 | 1 | 0 | 0 | 30.6 | 2.1 | 0 | 30.6 | 0 | 0 |  | 0 | 0 |  | 0 | 0 |  |  | 0
6 | 14 | 2 | 0 | 0 | 28.9 | 0 | 0 | 28.9 | 0 | 0 |  | 0 | 0 |  | 0 | 0 |  |  | 0
6 | 14 | 3 | 0 | 0 | 27.8 | 1.5 | 0 | 27.8 | 0 | 0 |  | 0 | 0 |  | 0 | 0 |  |  | 0
6 | 14 | 4 | 0 | 0 | 27.2 | 0 | 0 | 27.2 | 0 | 0 |  | 0 | 0 |  | 0 | 0 |  |  | 0
6 | 14 | 5 | 50 | 20 | 28.3 | 1.5 | 16.452 | 27.134 | 140.432 | 82.216 |  | 0 | 0 | 0 | 0 | 0 | 0 |  | 0
6 | 14 | 6 | 412 | 59 | 29.4 | 2.6 | 48.979 | 29.282 | 414.907 | 351.495 |  | 0 | 0 | 0 | 0 | 0 | 0 |  | 0
6 | 14 | 7 | 640 | 93 | 30.6 | 2.6 | 245.128 | 35.415 | 1757.234 | 1664.711 |  | 0 | 0 | 0 | 0 | 0 | 0 |  | 673.0127
6 | 14 | 8 | 763 | 123 | 32.8 | 3.1 | 482.459 | 43.247 | 3736.935 | 3590.272 |  | 2324.8771 | 0.16228 | 0.11186 | 1998.0068 | 0.13946 | 0.096131 |  | 2674.8249
6 | 14 | 9 | 828 | 146 | 35.6 | 3.6 | 700.029 | 50.669 | 5422.768 | 5219.47 |  | 7726.2 | 0.31493 | 0.23996 | 6487.8451 | 0.26445 | 0.2015 |  | 4647.3537
6 | 14 | 10 | 864 | 161 | 37.8 | 3.1 | 867.914 | 57.639 | 6592.574 | 6344.285 |  | 11060.2689 | 0.33282 | 0.26533 | 9430.7139 | 0.28378 | 0.22624 |  | 6216.0516
6 | 14 | 11 | 882 | 169 | 38.9 | 2.1 | 971.841 | 63.824 | 7215.706 | 6941.546 |  | 13426.5769 | 0.34074 | 0.27811 | 11676.4362 | 0.29632 | 0.24186 |  | 7273.4043
6 | 14 | 12 | 893 | 172 | 41.1 | 1.5 | 1011.15 | 69.287 | 7344.117 | 7064.462 |  | 14640.285 | 0.34265 | 0.28287 | 12732.0747 | 0.29799 | 0.246 |  | 7822.8244
6 | 14 | 13 | 885 | 169 | 41.7 | 3.1 | 971.054 | 64.272 | 7196.376 | 6923.04 |  | 14481.4013 | 0.34264 | 0.28319 | 12592.7944 | 0.29796 | 0.24626 |  | 7730.2939
6 | 14 | 14 | 868 | 160 | 42.2 | 3.1 | 863.498 | 62.427 | 6433.407 | 6191.514 |  | 13122.9432 | 0.34042 | 0.27951 | 11408.1267 | 0.29593 | 0.24299 |  | 7078.7936
6 | 14 | 15 | 824 | 144 | 42.2 | 4.1 | 686.391 | 57.054 | 5181.986 | 4987.371 |  | 10406.2059 | 0.33197 | 0.26746 | 8866.1172 | 0.28284 | 0.22788 |  | 5807.2489
6 | 14 | 16 | 756 | 121 | 41.7 | 3.6 | 466.897 | 52.307 | 3482.33 | 3343.378 |  | 6874.6949 | 0.31269 | 0.2426 | 5742.9038 | 0.26121 | 0.20266 |  | 4090.391
6 | 14 | 17 | 631 | 91 | 41.7 | 1.5 | 231.304 | 48.656 | 1559.566 | 1471.716 |  | 1484.9289 | 0.12973 | 0.091529 | 1262.3525 | 0.11029 | 0.07781 |  | 2072.1176
6 | 14 | 18 | 388 | 56 | 40 | 3.1 | 42.564 | 40.645 | 346.008 | 283.924 |  | 0 | 0 | 0 | 0 | 0 | 0 |  | 357.8668
6 | 14 | 19 | 37 | 17 | 38.9 | 3.1 | 14.715 | 38.429 | 120.6 | 62.75 |  | 0 | 0 | 0 | 0 | 0 | 0 |  | 0
6 | 14 | 20 | 0 | 0 | 37.8 | 2.1 | 0 | 37.8 | 0 | 0 |  | 0 | 0 |  | 0 | 0 |  |  | 0
6 | 14 | 21 | 0 | 0 | 36.1 | 3.1 | 0 | 36.1 | 0 | 0 |  | 0 | 0 |  | 0 | 0 |  |  | 0
6 | 14 | 22 | 0 | 0 | 34.4 | 2.6 | 0 | 34.4 | 0 | 0 |  | 0 | 0 |  | 0 | 0 |  |  | 0
6 | 14 | 23 | 0 | 0 | 33.3 | 3.1 | 0 | 33.3 | 0 | 0 |  | 0 | 0 |  | 0 | 0 |  |  | 0
6 | 15 | 0 | 0 | 0 | 32.2 | 2.1 | 0 | 32.2 | 0 | 0 |  | 0 | 0 |  | 0 | 0 |  |  | 0
6 | 15 | 1 | 0 | 0 | 31.7 | 1.5 | 0 | 31.7 | 0 | 0 |  | 0 | 0 |  | 0 | 0 |  |  | 0
6 | 15 | 2 | 0 | 0 | 31.7 | 1 | 0 | 31.7 | 0 | 0 |  | 0 | 0 |  | 0 | 0 |  |  | 0
6 | 15 | 3 | 0 | 0 | 29.4 | 3.1 | 0 | 29.4 | 0 | 0 |  | 0 | 0 |  | 0 | 0 |  |  | 0
6 | 15 | 4 | 0 | 0 | 29.4 | 2.1 | 0 | 29.4 | 0 | 0 |  | 0 | 0 |  | 0 | 0 |  |  | 0
6 | 15 | 5 | 107 | 18 | 28.3 | 3.6 | 14.079 | 27.381 | 120.071 | 62.23 |  | 0 | 0 | 0 | 0 | 0 | 0 |  | 0
6 | 15 | 6 | 526 | 46 | 29.4 | 4.1 | 39.007 | 29.091 | 330.659 | 268.869 |  | 0 | 0 | 0 | 0 | 0 | 0 |  | 0
6 | 15 | 7 | 728 | 70 | 31.7 | 3.1 | 248.4 | 36.346 | 1740.149 | 1648.035 |  | 0 | 0 | 0 | 0 | 0 | 0 |  | 634.6864
6 | 15 | 8 | 824 | 92 | 33.3 | 2.6 | 483.1 | 44.342 | 3714.413 | 3568.441 |  | 2465.153 | 0.15973 | 0.12166 | 2117.2017 | 0.13718 | 0.10448 |  | 2642.9459
6 | 15 | 9 | 880 | 108 | 35.6 | 3.1 | 695.906 | 51.293 | 5373.7 | 5172.188 |  | 8194.4185 | 0.31475 | 0.25846 | 6878.4502 | 0.2642 | 0.21695 |  | 4627.8732
6 | 15 | 10 | 914 | 120 | 38.3 | 2.1 | 863.851 | 60.319 | 6490.929 | 6246.734 |  | 11685.8432 | 0.33274 | 0.28213 | 9963.4524 | 0.2837 | 0.24055 |  | 6236.6451
6 | 15 | 11 | 928 | 126 | 39.4 | 2.1 | 964.363 | 64.126 | 7150.986 | 6879.575 |  | 14115.8292 | 0.3407 | 0.29379 | 12275.3899 | 0.29628 | 0.25549 |  | 7302.7796
6 | 15 | 12 | 933 | 128 | 40.6 | 3.1 | 997.511 | 63.658 | 7413.742 | 7131.084 |  | 15289.7416 | 0.34265 | 0.2978 | 13296.6112 | 0.29798 | 0.25898 |  | 7825.099
6 | 15 | 13 | 934 | 126 | 41.7 | 3.6 | 966.636 | 63.159 | 7195.548 | 6922.247 |  | 15280.7123 | 0.34264 | 0.29838 | 13287.7733 | 0.29796 | 0.25947 |  | 7807.5804
6 | 15 | 14 | 916 | 119 | 42.8 | 4.1 | 858.435 | 61.222 | 6425.537 | 6183.958 |  | 13850.355 | 0.34042 | 0.29511 | 12040.5774 | 0.29594 | 0.25655 |  | 7138.6478
6 | 15 | 15 | 886 | 107 | 41.7 | 4.6 | 690.52 | 56.059 | 5229.669 | 5033.351 |  | 11195.2848 | 0.332 | 0.28459 | 9538.7353 | 0.28288 | 0.24248 |  | 5930.0673
6 | 15 | 16 | 831 | 91 | 42.8 | 3.6 | 475.581 | 53.611 | 3517.653 | 3377.645 |  | 7566.6409 | 0.3128 | 0.26121 | 6322.7697 | 0.26138 | 0.21827 |  | 4229.8246
6 | 15 | 17 | 728 | 69 | 42.2 | 5.2 | 237.732 | 46.78 | 1581.229 | 1492.874 |  | 1739.5943 | 0.13147 | 0.10321 | 1479.9131 | 0.11184 | 0.087803 |  | 2187.825
6 | 15 | 18 | 512 | 44 | 41.1 | 3.6 | 32.935 | 41.542 | 266.841 | 206.264 |  | 0 | 0 | 0 | 0 | 0 | 0 |  | 378.6337
6 | 15 | 19 | 88 | 16 | 39.4 | 4.6 | 12.509 | 38.94 | 102.331 | 44.816 |  | 0 | 0 | 0 | 0 | 0 | 0 |  | 0
6 | 15 | 20 | 0 | 0 | 38.3 | 4.1 | 0 | 38.3 | 0 | 0 |  | 0 | 0 |  | 0 | 0 |  |  | 0
6 | 15 | 21 | 0 | 0 | 36.7 | 3.1 | 0 | 36.7 | 0 | 0 |  | 0 | 0 |  | 0 | 0 |  |  | 0
6 | 15 | 22 | 0 | 0 | 34.4 | 2.6 | 0 | 34.4 | 0 | 0 |  | 0 | 0 |  | 0 | 0 |  |  | 0
6 | 15 | 23 | 0 | 0 | 33.9 | 0 | 0 | 33.9 | 0 | 0 |  | 0 | 0 |  | 0 | 0 |  |  | 0
6 | 16 | 0 | 0 | 0 | 32.2 | 0 | 0 | 32.2 | 0 | 0 |  | 0 | 0 |  | 0 | 0 |  |  | 0
6 | 16 | 1 | 0 | 0 | 31.1 | 0 | 0 | 31.1 | 0 | 0 |  | 0 | 0 |  | 0 | 0 |  |  | 0
6 | 16 | 2 | 0 | 0 | 30.6 | 0 | 0 | 30.6 | 0 | 0 |  | 0 | 0 |  | 0 | 0 |  |  | 0
6 | 16 | 3 | 0 | 0 | 29.4 | 2.1 | 0 | 29.4 | 0 | 0 |  | 0 | 0 |  | 0 | 0 |  |  | 0
6 | 16 | 4 | 0 | 0 | 28.9 | 4.1 | 0 | 28.9 | 0 | 0 |  | 0 | 0 |  | 0 | 0 |  |  | 0
6 | 16 | 5 | 101 | 18 | 28.3 | 3.6 | 14.074 | 27.376 | 120.028 | 62.189 |  | 0 | 0 | 0 | 0 | 0 | 0 |  | 0
6 | 16 | 6 | 519 | 47 | 28.9 | 4.1 | 39.235 | 28.581 | 333.191 | 271.353 |  | 0 | 0 | 0 | 0 | 0 | 0 |  | 0
6 | 16 | 7 | 729 | 72 | 31.7 | 3.6 | 249.789 | 36.169 | 1751.713 | 1659.323 |  | 0 | 0 | 0 | 0 | 0 | 0 |  | 636.4206
6 | 16 | 8 | 831 | 95 | 33.9 | 2.1 | 488.502 | 45.779 | 3735.49 | 3588.872 |  | 2441.1942 | 0.15724 | 0.11901 | 2095.2352 | 0.13495 | 0.10214 |  | 2671.0312
6 | 16 | 9 | 887 | 112 | 36.7 | 1.5 | 703.562 | 56.017 | 5333.769 | 5133.704 |  | 8242.9494 | 0.31457 | 0.25692 | 6916.6166 | 0.26396 | 0.21558 |  | 4678.225
6 | 16 | 10 | 928 | 124 | 38.9 | 2.1 | 878.31 | 61.26 | 6574.684 | 6327.118 |  | 11850.8073 | 0.33266 | 0.28126 | 10103.4499 | 0.28361 | 0.23979 |  | 6340.8178
6 | 16 | 11 | 941 | 130 | 40 | 4.1 | 979.319 | 60.673 | 7363.55 | 7083.059 |  | 14303.21 | 0.34067 | 0.29303 | 12437.8962 | 0.29624 | 0.25482 |  | 7415.7473
6 | 16 | 12 | 949 | 133 | 40.6 | 2.1 | 1016.717 | 66.758 | 7461.642 | 7176.908 |  | 15546.2929 | 0.34265 | 0.29695 | 13519.4857 | 0.29798 | 0.25823 |  | 7975.4306
6 | 16 | 13 | 941 | 130 | 40.6 | 4.1 | 976.558 | 61.443 | 7319.828 | 7041.217 |  | 15393.5335 | 0.34264 | 0.29745 | 13385.8199 | 0.29795 | 0.25866 |  | 7885.7192
6 | 16 | 14 | 913 | 123 | 40.6 | 4.1 | 859.903 | 59.085 | 6491.782 | 6247.553 |  | 13807.5533 | 0.34043 | 0.29368 | 12003.5048 | 0.29595 | 0.25531 |  | 7145.5779
6 | 16 | 15 | 882 | 111 | 42.2 | 2.6 | 691.989 | 59.463 | 5171.316 | 4977.081 |  | 11151.5578 | 0.33204 | 0.28294 | 9501.8347 | 0.28292 | 0.24109 |  | 5935.7467
6 | 16 | 16 | 762 | 106 | 42.2 | 4.1 | 458.215 | 52.188 | 3415.986 | 3279.008 |  | 6948.0377 | 0.31292 | 0.25021 | 5807.6312 | 0.26156 | 0.20914 |  | 4027.8145
6 | 16 | 17 | 531 | 113 | 41.7 | 3.1 | 227.871 | 47.087 | 1584.566 | 1496.132 |  | 1289.0107 | 0.13328 | 0.082606 | 1097.4008 | 0.11346 | 0.070327 |  | 1961.9967
6 | 16 | 18 | 70 | 79 | 40.6 | 4.1 | 62.684 | 41.588 | 507.781 | 442.553 |  | 0 | 0 | 0 | 0 | 0 | 0 |  | 291.8134
6 | 16 | 19 | 14 | 20 | 37.8 | 6.2 | 17.442 | 37.48 | 143.447 | 85.176 |  | 0 | 0 | 0 | 0 | 0 | 0 |  | 0
6 | 16 | 20 | 0 | 0 | 37.2 | 4.1 | 0 | 37.2 | 0 | 0 |  | 0 | 0 |  | 0 | 0 |  |  | 0
6 | 16 | 21 | 0 | 0 | 35.6 | 5.2 | 0 | 35.6 | 0 | 0 |  | 0 | 0 |  | 0 | 0 |  |  | 0
6 | 16 | 22 | 0 | 0 | 33.9 | 6.2 | 0 | 33.9 | 0 | 0 |  | 0 | 0 |  | 0 | 0 |  |  | 0
6 | 16 | 23 | 0 | 0 | 36.1 | 6.7 | 0 | 36.1 | 0 | 0 |  | 0 | 0 |  | 0 | 0 |  |  | 0
6 | 17 | 0 | 0 | 0 | 37.2 | 4.6 | 0 | 37.2 | 0 | 0 |  | 0 | 0 |  | 0 | 0 |  |  | 0
6 | 17 | 1 | 0 | 0 | 33.3 | 2.1 | 0 | 33.3 | 0 | 0 |  | 0 | 0 |  | 0 | 0 |  |  | 0
6 | 17 | 2 | 0 | 0 | 31.7 | 0 | 0 | 31.7 | 0 | 0 |  | 0 | 0 |  | 0 | 0 |  |  | 0
6 | 17 | 3 | 0 | 0 | 31.1 | 3.1 | 0 | 31.1 | 0 | 0 |  | 0 | 0 |  | 0 | 0 |  |  | 0
6 | 17 | 4 | 0 | 0 | 31.7 | 2.1 | 0 | 31.7 | 0 | 0 |  | 0 | 0 |  | 0 | 0 |  |  | 0
6 | 17 | 5 | 23 | 19 | 31.1 | 2.1 | 16.329 | 30.177 | 137.887 | 79.718 |  | 0 | 0 | 0 | 0 | 0 | 0 |  | 0
6 | 17 | 6 | 278 | 77 | 32.8 | 2.1 | 59.546 | 33.077 | 497.621 | 432.593 |  | 0 | 0 | 0 | 0 | 0 | 0 |  | 0
6 | 17 | 7 | 368 | 113 | 32.8 | 5.2 | 191.127 | 35.592 | 1424.374 | 1339.643 |  | 0 | 0 | 0 | 0 | 0 | 0 |  | 582.6308
6 | 17 | 8 | 521 | 184 | 34.4 | 3.1 | 418.475 | 43.307 | 3266.593 | 3134.002 |  | 1503.0938 | 0.1548 | 0.077599 | 1289.2015 | 0.13277 | 0.066556 |  | 2394.9229
6 | 17 | 9 | 808 | 144 | 37.2 | 3.1 | 682.716 | 52.462 | 5251.315 | 5054.22 |  | 7494.0964 | 0.3144 | 0.2387 | 6285.9417 | 0.26372 | 0.20021 |  | 4526.4019
6 | 17 | 10 | 848 | 159 | 38.3 | 2.1 | 851.182 | 59.99 | 6405.04 | 6164.278 |  | 10817.0029 | 0.33259 | 0.26466 | 9221.5043 | 0.28354 | 0.22563 |  | 6091.8382
6 | 17 | 11 | 870 | 167 | 40 | 3.1 | 957.713 | 62.01 | 7162.908 | 6890.992 |  | 13215.1749 | 0.34064 | 0.27784 | 11491.3645 | 0.2962 | 0.2416 |  | 7164.6849
6 | 17 | 12 | 878 | 170 | 41.7 | 2.6 | 994.42 | 65.839 | 7325.697 | 7046.834 |  | 14378.687 | 0.34265 | 0.28255 | 12503.9233 | 0.29797 | 0.24571 |  | 7690.1696
6 | 17 | 13 | 867 | 167 | 41.7 | 2.1 | 952.767 | 66.405 | 6999.749 | 6734.705 |  | 14182.1597 | 0.34264 | 0.28275 | 12332.4115 | 0.29795 | 0.24587 |  | 7580.5108
6 | 17 | 14 | 808 | 166 | 42.2 | 3.6 | 821.192 | 60.624 | 6163.148 | 5931.917 |  | 12222.6175 | 0.34044 | 0.27395 | 10625.8104 | 0.29597 | 0.23816 |  | 6705.9841
6 | 17 | 15 | 752 | 178 | 42.8 | 5.2 | 672.305 | 55.99 | 5101.303 | 4909.552 |  | 9514.3497 | 0.33208 | 0.25041 | 8107.1635 | 0.28297 | 0.21337 |  | 5615.2994
6 | 17 | 16 | 634 | 169 | 42.2 | 5.2 | 455.342 | 51.136 | 3433.034 | 3295.55 |  | 5789.4197 | 0.31305 | 0.21155 | 4840.7263 | 0.26175 | 0.17689 |  | 3875.1608
6 | 17 | 17 | 480 | 117 | 41.7 | 3.1 | 217.514 | 46.85 | 1525.547 | 1438.488 |  | 1184.2338 | 0.13516 | 0.079457 | 1008.9567 | 0.11516 | 0.067697 |  | 1863.2473
6 | 17 | 18 | 343 | 65 | 41.1 | 6.2 | 48.651 | 41.614 | 394.068 | 331.06 |  | 0 | 0 | 0 | 0 | 0 | 0 |  | 375.7045
6 | 17 | 19 | 35 | 14 | 39.4 | 4.1 | 11.71 | 38.936 | 95.794 | 38.399 |  | 0 | 0 | 0 | 0 | 0 | 0 |  | 0
6 | 17 | 20 | 0 | 0 | 37.2 | 3.1 | 0 | 37.2 | 0 | 0 |  | 0 | 0 |  | 0 | 0 |  |  | 0
6 | 17 | 21 | 0 | 0 | 35 | 3.1 | 0 | 35 | 0 | 0 |  | 0 | 0 |  | 0 | 0 |  |  | 0
6 | 17 | 22 | 0 | 0 | 33.9 | 2.1 | 0 | 33.9 | 0 | 0 |  | 0 | 0 |  | 0 | 0 |  |  | 0
6 | 17 | 23 | 0 | 0 | 32.8 | 2.6 | 0 | 32.8 | 0 | 0 |  | 0 | 0 |  | 0 | 0 |  |  | 0
6 | 18 | 0 | 0 | 0 | 31.7 | 2.1 | 0 | 31.7 | 0 | 0 |  | 0 | 0 |  | 0 | 0 |  |  | 0
6 | 18 | 1 | 0 | 0 | 31.7 | 1.5 | 0 | 31.7 | 0 | 0 |  | 0 | 0 |  | 0 | 0 |  |  | 0
6 | 18 | 2 | 0 | 0 | 30 | 2.1 | 0 | 30 | 0 | 0 |  | 0 | 0 |  | 0 | 0 |  |  | 0
6 | 18 | 3 | 0 | 0 | 29.4 | 3.1 | 0 | 29.4 | 0 | 0 |  | 0 | 0 |  | 0 | 0 |  |  | 0
6 | 18 | 4 | 0 | 0 | 27.8 | 3.1 | 0 | 27.8 | 0 | 0 |  | 0 | 0 |  | 0 | 0 |  |  | 0
6 | 18 | 5 | 96 | 13 | 27.2 | 3.6 | 10.126 | 26.15 | 86.733 | 29.504 |  | 0 | 0 | 0 | 0 | 0 | 0 |  | 0
6 | 18 | 6 | 592 | 37 | 28.3 | 3.6 | 33.266 | 27.802 | 283.285 | 222.397 |  | 0 | 0 | 0 | 0 | 0 | 0 |  | 0
6 | 18 | 7 | 781 | 56 | 31.1 | 4.1 | 249.324 | 35.355 | 1729.408 | 1637.552 |  | 0 | 0 | 0 | 0 | 0 | 0 |  | 597.0352
6 | 18 | 8 | 862 | 74 | 33.9 | 2.6 | 482.633 | 44.938 | 3693.145 | 3547.824 |  | 2442.7795 | 0.15242 | 0.12268 | 2093.7118 | 0.13064 | 0.10515 |  | 2613.0272
6 | 18 | 9 | 912 | 88 | 35.6 | 2.6 | 696.141 | 52.137 | 5354.946 | 5154.114 |  | 8442.6467 | 0.31424 | 0.26813 | 7078.9978 | 0.26348 | 0.22482 |  | 4621.7242
6 | 18 | 10 | 951 | 97 | 38.3 | 3.1 | 870.43 | 58.177 | 6595.285 | 6346.886 |  | 12117.934 | 0.33253 | 0.29176 | 10329.9366 | 0.28346 | 0.24871 |  | 6288.0619
6 | 18 | 11 | 967 | 103 | 38.9 | 2.6 | 976.934 | 62.544 | 7290.336 | 7012.99 |  | 14679.6161 | 0.34061 | 0.30264 | 12764.3747 | 0.29617 | 0.26315 |  | 7409.0091
6 | 18 | 12 | 972 | 105 | 40.6 | 3.1 | 1012.086 | 63.987 | 7511.859 | 7224.941 |  | 15913.9224 | 0.34265 | 0.30629 | 13838.825 | 0.29797 | 0.26635 |  | 7956.0563
6 | 18 | 13 | 969 | 103 | 41.1 | 4.1 | 976.755 | 61.932 | 7306.746 | 7028.697 |  | 15850.5462 | 0.34264 | 0.30678 | 13783.1904 | 0.29795 | 0.26677 |  | 7913.7894
6 | 18 | 14 | 955 | 97 | 41.1 | 4.6 | 869.828 | 59.083 | 6566.159 | 6318.938 |  | 14450.7133 | 0.34046 | 0.30399 | 12563.0514 | 0.29599 | 0.26428 |  | 7266.5042
6 | 18 | 15 | 928 | 87 | 41.7 | 5.2 | 700.479 | 55.457 | 5316.133 | 5116.705 |  | 11749.8351 | 0.33213 | 0.29415 | 10012.4653 | 0.28302 | 0.25066 |  | 6054.9123
6 | 18 | 16 | 878 | 74 | 41.1 | 3.1 | 483.972 | 52.642 | 3588.326 | 3446.191 |  | 8029.9189 | 0.31318 | 0.27197 | 6716.3107 | 0.26195 | 0.22748 |  | 4340.7857
6 | 18 | 17 | 791 | 56 | 40 | 4.6 | 245.492 | 45.013 | 1628.661 | 1539.193 |  | 1984.1692 | 0.13712 | 0.11397 | 1691.7817 | 0.11692 | 0.097173 |  | 2284.6681
6 | 18 | 18 | 599 | 36 | 39.4 | 6.2 | 29.165 | 39.558 | 238.035 | 178.001 |  | 0 | 0 | 0 | 0 | 0 | 0 |  | 404.4992
6 | 18 | 19 | 148 | 16 | 37.8 | 3.1 | 12.604 | 37.2 | 103.763 | 46.221 |  | 0 | 0 | 0 | 0 | 0 | 0 |  | 0
6 | 18 | 20 | 0 | 0 | 36.1 | 1.5 | 0 | 36.1 | 0 | 0 |  | 0 | 0 |  | 0 | 0 |  |  | 0
6 | 18 | 21 | 0 | 0 | 33.9 | 3.1 | 0 | 33.9 | 0 | 0 |  | 0 | 0 |  | 0 | 0 |  |  | 0
6 | 18 | 22 | 0 | 0 | 32.8 | 3.1 | 0 | 32.8 | 0 | 0 |  | 0 | 0 |  | 0 | 0 |  |  | 0
6 | 18 | 23 | 0 | 0 | 30.6 | 2.6 | 0 | 30.6 | 0 | 0 |  | 0 | 0 |  | 0 | 0 |  |  | 0
6 | 19 | 0 | 0 | 0 | 29.4 | 2.1 | 0 | 29.4 | 0 | 0 |  | 0 | 0 |  | 0 | 0 |  |  | 0
6 | 19 | 1 | 0 | 0 | 29.4 | 3.1 | 0 | 29.4 | 0 | 0 |  | 0 | 0 |  | 0 | 0 |  |  | 0
6 | 19 | 2 | 0 | 0 | 27.8 | 2.6 | 0 | 27.8 | 0 | 0 |  | 0 | 0 |  | 0 | 0 |  |  | 0
6 | 19 | 3 | 0 | 0 | 26.7 | 2.6 | 0 | 26.7 | 0 | 0 |  | 0 | 0 |  | 0 | 0 |  |  | 0
6 | 19 | 4 | 0 | 0 | 25.6 | 2.1 | 0 | 25.6 | 0 | 0 |  | 0 | 0 |  | 0 | 0 |  |  | 0
6 | 19 | 5 | 57 | 19 | 25 | 4.1 | 15.68 | 24.058 | 135.296 | 77.174 |  | 0 | 0 | 0 | 0 | 0 | 0 |  | 0
6 | 19 | 6 | 436 | 56 | 27.2 | 3.6 | 44.544 | 26.935 | 380.486 | 317.739 |  | 0 | 0 | 0 | 0 | 0 | 0 |  | 0
6 | 19 | 7 | 665 | 88 | 29.4 | 3.1 | 243.73 | 33.901 | 1741.731 | 1649.579 |  | 0 | 0 | 0 | 0 | 0 | 0 |  | 641.1582
6 | 19 | 8 | 780 | 116 | 31.7 | 3.1 | 481.934 | 42.124 | 3742.173 | 3595.349 |  | 2171.7058 | 0.15011 | 0.10564 | 1860.0594 | 0.12857 | 0.090479 |  | 2643.2629
6 | 19 | 9 | 848 | 137 | 33.9 | 3.1 | 701.459 | 49.722 | 5450.954 | 5246.627 |  | 7835.8121 | 0.31408 | 0.24379 | 6567.8316 | 0.26325 | 0.20434 |  | 4647.4101
6 | 19 | 10 | 881 | 152 | 36.1 | 1.5 | 870.299 | 60.277 | 6540.909 | 6294.706 |  | 11214.6977 | 0.33246 | 0.26886 | 9559.433 | 0.28339 | 0.22918 |  | 6232.127
6 | 19 | 11 | 906 | 160 | 37.8 | 2.1 | 973.463 | 62.805 | 7257.211 | 6981.282 |  | 13745.9968 | 0.34058 | 0.28191 | 11952.2111 | 0.29614 | 0.24512 |  | 7361.8627
6 | 19 | 12 | 910 | 163 | 38.9 | 2.6 | 1006.341 | 63.414 | 7486.813 | 7200.986 |  | 14895.7023 | 0.34265 | 0.28629 | 12953.2567 | 0.29796 | 0.24896 |  | 7879.1175
6 | 19 | 13 | 909 | 160 | 41.1 | 2.1 | 974.734 | 66.352 | 7162.523 | 6890.624 |  | 14869.7647 | 0.34264 | 0.28708 | 12930.3539 | 0.29795 | 0.24963 |  | 7847.2446
6 | 19 | 14 | 890 | 152 | 41.1 | 2.1 | 868.407 | 63.846 | 6432.857 | 6190.986 |  | 13472.0854 | 0.34048 | 0.28333 | 11712.5142 | 0.29601 | 0.24633 |  | 7184.6102
6 | 19 | 15 | 849 | 137 | 42.2 | 3.6 | 698.225 | 57.953 | 5252.76 | 5055.613 |  | 10758.2498 | 0.33218 | 0.27181 | 9167.9402 | 0.28307 | 0.23163 |  | 5923.0163
6 | 19 | 16 | 777 | 115 | 41.1 | 5.2 | 475.193 | 50.415 | 3570.839 | 3429.232 |  | 7117.6979 | 0.31332 | 0.24753 | 5955.3633 | 0.26216 | 0.20711 |  | 4165.0997
6 | 19 | 17 | 660 | 87 | 40 | 2.6 | 237.352 | 45.943 | 1613.774 | 1524.656 |  | 1683.8619 | 0.13915 | 0.10102 | 1436.8296 | 0.11874 | 0.086202 |  | 2144.7024
6 | 19 | 18 | 426 | 55 | 38.9 | 3.1 | 41.612 | 39.492 | 339.715 | 277.752 |  | 0 | 0 | 0 | 0 | 0 | 0 |  | 388.5448
6 | 19 | 19 | 53 | 19 | 37.2 | 1.5 | 15.661 | 36.556 | 129.236 | 71.226 |  | 0 | 0 | 0 | 0 | 0 | 0 |  | 0
6 | 19 | 20 | 0 | 0 | 36.1 | 2.1 | 0 | 36.1 | 0 | 0 |  | 0 | 0 |  | 0 | 0 |  |  | 0
6 | 19 | 21 | 0 | 0 | 33.9 | 2.1 | 0 | 33.9 | 0 | 0 |  | 0 | 0 |  | 0 | 0 |  |  | 0
6 | 19 | 22 | 0 | 0 | 32.2 | 2.1 | 0 | 32.2 | 0 | 0 |  | 0 | 0 |  | 0 | 0 |  |  | 0
6 | 19 | 23 | 0 | 0 | 31.7 | 2.1 | 0 | 31.7 | 0 | 0 |  | 0 | 0 |  | 0 | 0 |  |  | 0
6 | 20 | 0 | 0 | 0 | 30.6 | 1.5 | 0 | 30.6 | 0 | 0 |  | 0 | 0 |  | 0 | 0 |  |  | 0
6 | 20 | 1 | 0 | 0 | 29.4 | 0 | 0 | 29.4 | 0 | 0 |  | 0 | 0 |  | 0 | 0 |  |  | 0
6 | 20 | 2 | 0 | 0 | 27.8 | 3.1 | 0 | 27.8 | 0 | 0 |  | 0 | 0 |  | 0 | 0 |  |  | 0
6 | 20 | 3 | 0 | 0 | 26.7 | 3.1 | 0 | 26.7 | 0 | 0 |  | 0 | 0 |  | 0 | 0 |  |  | 0
6 | 20 | 4 | 0 | 0 | 25.6 | 3.1 | 0 | 25.6 | 0 | 0 |  | 0 | 0 |  | 0 | 0 |  |  | 0
6 | 20 | 5 | 151 | 16 | 25 | 4.1 | 12.547 | 23.996 | 108.284 | 50.66 |  | 0 | 0 | 0 | 0 | 0 | 0 |  | 0
6 | 20 | 6 | 598 | 37 | 26.7 | 4.1 | 32.195 | 26.163 | 275.752 | 215.007 |  | 0 | 0 | 0 | 0 | 0 | 0 |  | 0
6 | 20 | 7 | 785 | 57 | 29.4 | 4.1 | 249.816 | 33.629 | 1741.363 | 1649.221 |  | 0 | 0 | 0 | 0 | 0 | 0 |  | 591.0678
6 | 20 | 8 | 875 | 75 | 31.7 | 3.1 | 488.281 | 42.281 | 3771.915 | 3624.175 |  | 2394.2184 | 0.14786 | 0.11894 | 2049.1777 | 0.12655 | 0.1018 |  | 2637.5379
6 | 20 | 9 | 923 | 89 | 33.9 | 3.1 | 703.12 | 49.772 | 5457.403 | 5252.841 |  | 8513.8164 | 0.31392 | 0.26779 | 7133.629 | 0.26303 | 0.22438 |  | 4664.7164
6 | 20 | 10 | 958 | 99 | 36.7 | 1.5 | 877.015 | 61.027 | 6569.979 | 6322.603 |  | 12183.3897 | 0.3324 | 0.29112 | 10384.5934 | 0.28333 | 0.24814 |  | 6333.2566
6 | 20 | 11 | 970 | 105 | 38.3 | 2.1 | 980.912 | 63.475 | 7292.511 | 7015.072 |  | 14709.749 | 0.34056 | 0.30201 | 12789.8538 | 0.29611 | 0.2626 |  | 7436.9062
6 | 20 | 12 | 983 | 107 | 40 | 3.6 | 1024.033 | 62.62 | 7642.632 | 7349.985 |  | 16088.0814 | 0.34264 | 0.30603 | 13990.0507 | 0.29796 | 0.26612 |  | 8048.7979
6 | 20 | 13 | 976 | 104 | 41.1 | 2.1 | 984.266 | 66.611 | 7224.477 | 6949.944 |  | 15967.3299 | 0.34264 | 0.30671 | 13884.8224 | 0.29795 | 0.26671 |  | 7973.7094
6 | 20 | 14 | 966 | 99 | 41.7 | 3.1 | 881.318 | 62.336 | 6567.087 | 6319.829 |  | 14628.7222 | 0.34049 | 0.30375 | 12718.4007 | 0.29603 | 0.26408 |  | 7360.8079
6 | 20 | 15 | 767 | 126 | 41.1 | 1.5 | 634.187 | 59.78 | 4736.982 | 4557.892 |  | 9727.6158 | 0.33223 | 0.27101 | 8290.0821 | 0.28314 | 0.23096 |  | 5369.1636
6 | 20 | 16 | 779 | 90 | 41.1 | 6.2 | 453.212 | 49.033 | 3416.753 | 3279.752 |  | 7148.0501 | 0.31347 | 0.25966 | 5982.8734 | 0.26237 | 0.21734 |  | 4017.7305
6 | 20 | 17 | 715 | 66 | 40.6 | 4.1 | 234.838 | 45.573 | 1573.291 | 1485.12 |  | 1855.9453 | 0.14125 | 0.11178 | 1584.8864 | 0.12062 | 0.095452 |  | 2165.3378
6 | 20 | 18 | 537 | 42 | 38.9 | 3.6 | 34.098 | 39.273 | 278.592 | 217.793 |  | 0 | 0 | 0 | 0 | 0 | 0 |  | 402.6117
6 | 20 | 19 | 107 | 17 | 37.2 | 2.6 | 13.307 | 36.569 | 109.804 | 52.152 |  | 0 | 0 | 0 | 0 | 0 | 0 |  | 0
6 | 20 | 20 | 0 | 0 | 35.6 | 1.5 | 0 | 35.6 | 0 | 0 |  | 0 | 0 |  | 0 | 0 |  |  | 0
6 | 20 | 21 | 0 | 0 | 33.3 | 2.6 | 0 | 33.3 | 0 | 0 |  | 0 | 0 |  | 0 | 0 |  |  | 0
6 | 20 | 22 | 0 | 0 | 32.8 | 3.1 | 0 | 32.8 | 0 | 0 |  | 0 | 0 |  | 0 | 0 |  |  | 0
6 | 20 | 23 | 0 | 0 | 30.6 | 2.1 | 0 | 30.6 | 0 | 0 |  | 0 | 0 |  | 0 | 0 |  |  | 0
6 | 21 | 0 | 0 | 0 | 30 | 0 | 0 | 30 | 0 | 0 |  | 0 | 0 |  | 0 | 0 |  |  | 0
6 | 21 | 1 | 0 | 0 | 28.9 | 0 | 0 | 28.9 | 0 | 0 |  | 0 | 0 |  | 0 | 0 |  |  | 0
6 | 21 | 2 | 0 | 0 | 28.3 | 0 | 0 | 28.3 | 0 | 0 |  | 0 | 0 |  | 0 | 0 |  |  | 0
6 | 21 | 3 | 0 | 0 | 27.2 | 1.5 | 0 | 27.2 | 0 | 0 |  | 0 | 0 |  | 0 | 0 |  |  | 0
6 | 21 | 4 | 0 | 0 | 26.7 | 2.1 | 0 | 26.7 | 0 | 0 |  | 0 | 0 |  | 0 | 0 |  |  | 0
6 | 21 | 5 | 55 | 19 | 26.1 | 2.6 | 15.674 | 25.03 | 134.786 | 76.674 |  | 0 | 0 | 0 | 0 | 0 | 0 |  | 0
6 | 21 | 6 | 358 | 63 | 26.7 | 4.1 | 48.239 | 26.516 | 412.657 | 349.289 |  | 0 | 0 | 0 | 0 | 0 | 0 |  | 0
6 | 21 | 7 | 296 | 160 | 28.3 | 3.6 | 211.067 | 31.859 | 1641.522 | 1551.751 |  | 0 | 0 | 0 | 0 | 0 | 0 |  | 689.1834
6 | 21 | 8 | 373 | 270 | 30.6 | 3.1 | 419.562 | 39.533 | 3349.806 | 3214.781 |  | 1003.3507 | 0.14569 | 0.047638 | 858.1381 | 0.12461 | 0.040744 |  | 2503.8216
6 | 21 | 9 | 603 | 289 | 33.3 | 2.1 | 675.652 | 50.222 | 5255.014 | 5057.786 |  | 5552.7203 | 0.31378 | 0.16893 | 4650.9783 | 0.26282 | 0.1415 |  | 4531.8652
6 | 21 | 10 | 633 | 322 | 35.6 | 2.1 | 828.533 | 56.806 | 6317.816 | 6080.513 |  | 8043.1352 | 0.33235 | 0.19567 | 6855.2756 | 0.28327 | 0.16677 |  | 5880.7137
6 | 21 | 11 | 609 | 380 | 37.8 | 1.5 | 925.499 | 63.648 | 6878.029 | 6618.053 |  | 9231.2895 | 0.34054 | 0.19617 | 8026.2414 | 0.29609 | 0.17056 |  | 6761.3915
6 | 21 | 12 | 572 | 361 | 38.3 | 2.6 | 895.102 | 60.279 | 6744.744 | 6490.26 |  | 9360.5325 | 0.34264 | 0.2023 | 8139.7982 | 0.29796 | 0.17592 |  | 6677.7162
6 | 21 | 13 | 712 | 311 | 40 | 3.6 | 952.643 | 61.018 | 7154.399 | 6882.844 |  | 11650.033 | 0.34264 | 0.23148 | 10130.6624 | 0.29796 | 0.20129 |  | 7387.6226
6 | 21 | 14 | 753 | 217 | 40.6 | 1.5 | 828.909 | 64.334 | 6130.429 | 5900.472 |  | 11408.6398 | 0.34052 | 0.25411 | 9919.0951 | 0.29606 | 0.22093 |  | 6672.217
6 | 21 | 15 | 730 | 207 | 40.6 | 3.1 | 686.244 | 56.785 | 5194.202 | 4999.151 |  | 9266.9607 | 0.33229 | 0.23911 | 7897.9308 | 0.2832 | 0.20379 |  | 5690.1801
6 | 21 | 16 | 738 | 139 | 41.1 | 3.1 | 478.748 | 52.498 | 3578.408 | 3436.572 |  | 6783.6969 | 0.31362 | 0.2345 | 5679.9699 | 0.26259 | 0.19635 |  | 4157.426
6 | 21 | 17 | 535 | 120 | 38.9 | 2.6 | 235.197 | 44.773 | 1657.277 | 1567.134 |  | 1413.2775 | 0.14342 | 0.087487 | 1207.797 | 0.12257 | 0.074767 |  | 2034.3102
6 | 21 | 18 | 354 | 69 | 38.3 | 2.6 | 51.623 | 39.166 | 421.945 | 358.397 |  | 0 | 0 | 0 | 0 | 0 | 0 |  | 406.9937
6 | 21 | 19 | 64 | 18 | 36.7 | 1.5 | 14.9 | 36.045 | 123.19 | 65.292 |  | 0 | 0 | 0 | 0 | 0 | 0 |  | 0
6 | 21 | 20 | 0 | 0 | 35 | 1.5 | 0 | 35 | 0 | 0 |  | 0 | 0 |  | 0 | 0 |  |  | 0
6 | 21 | 21 | 0 | 0 | 32.8 | 1.5 | 0 | 32.8 | 0 | 0 |  | 0 | 0 |  | 0 | 0 |  |  | 0
6 | 21 | 22 | 0 | 0 | 31.7 | 1.5 | 0 | 31.7 | 0 | 0 |  | 0 | 0 |  | 0 | 0 |  |  | 0
6 | 21 | 23 | 0 | 0 | 30.6 | 1.5 | 0 | 30.6 | 0 | 0 |  | 0 | 0 |  | 0 | 0 |  |  | 0
6 | 22 | 0 | 0 | 0 | 29.4 | 0 | 0 | 29.4 | 0 | 0 |  | 0 | 0 |  | 0 | 0 |  |  | 0
6 | 22 | 1 | 0 | 0 | 28.3 | 2.6 | 0 | 28.3 | 0 | 0 |  | 0 | 0 |  | 0 | 0 |  |  | 0
6 | 22 | 2 | 0 | 0 | 27.2 | 2.1 | 0 | 27.2 | 0 | 0 |  | 0 | 0 |  | 0 | 0 |  |  | 0
6 | 22 | 3 | 0 | 0 | 25.6 | 2.1 | 0 | 25.6 | 0 | 0 |  | 0 | 0 |  | 0 | 0 |  |  | 0
6 | 22 | 4 | 0 | 0 | 25.6 | 2.1 | 0 | 25.6 | 0 | 0 |  | 0 | 0 |  | 0 | 0 |  |  | 0
6 | 22 | 5 | 25 | 19 | 26.7 | 2.6 | 16.308 | 25.671 | 139.923 | 81.716 |  | 0 | 0 | 0 | 0 | 0 | 0 |  | 0
6 | 22 | 6 | 270 | 83 | 27.2 | 3.1 | 64.534 | 27.391 | 550.345 | 484.274 |  | 0 | 0 | 0 | 0 | 0 | 0 |  | 0
6 | 22 | 7 | 560 | 139 | 28.9 | 3.6 | 258.459 | 33.556 | 1911.163 | 1814.91 |  | 0 | 0 | 0 | 0 | 0 | 0 |  | 744.6424
6 | 22 | 8 | 455 | 254 | 31.7 | 1.5 | 446.227 | 43.567 | 3497.87 | 3358.455 |  | 1203.6524 | 0.1436 | 0.055424 | 1028.7132 | 0.12273 | 0.047369 |  | 2612.2666
6 | 22 | 9 | 523 | 352 | 35 | 3.1 | 677.594 | 50.216 | 5275.866 | 5077.889 |  | 4808.2712 | 0.31363 | 0.14221 | 4026.0987 | 0.26262 | 0.11908 |  | 4580.4441
6 | 22 | 10 | 580 | 317 | 35.6 | 3.6 | 780.762 | 52.734 | 6049.353 | 5822.536 |  | 7363.7228 | 0.3323 | 0.18977 | 6275.9089 | 0.28321 | 0.16174 |  | 5531.2405
6 | 22 | 11 | 567 | 340 | 37.2 | 4.1 | 850.575 | 55.196 | 6537.395 | 6291.333 |  | 8591.4426 | 0.34052 | 0.19943 | 7469.7625 | 0.29606 | 0.17339 |  | 6201.807
6 | 22 | 12 | 752 | 408 | 37.8 | 4.1 | 1098.017 | 60.791 | 8256.607 | 7936.282 |  | 12305.4897 | 0.34264 | 0.21463 | 10700.6707 | 0.29796 | 0.18664 |  | 8334.099
6 | 22 | 13 | 524 | 393 | 38.9 | 4.1 | 860.38 | 57.621 | 6550.369 | 6303.784 |  | 8575.6176 | 0.34264 | 0.18781 | 7457.2678 | 0.29796 | 0.16332 |  | 6533.5465
6 | 22 | 14 | 637 | 298 | 40.6 | 5.2 | 808.924 | 56.323 | 6179.453 | 5947.585 |  | 9656.3443 | 0.34054 | 0.21946 | 8395.8403 | 0.29609 | 0.19081 |  | 6409.3681
6 | 22 | 15 | 423 | 297 | 39.4 | 5.2 | 562.88 | 50.469 | 4379.122 | 4212.027 |  | 5375.0664 | 0.33235 | 0.16921 | 4581.2568 | 0.28327 | 0.14422 |  | 4471.6439
6 | 22 | 16 | 486 | 227 | 40.6 | 4.1 | 437.037 | 49.905 | 3336.38 | 3201.75 |  | 4475.4139 | 0.31378 | 0.17094 | 3748.6374 | 0.26282 | 0.14318 |  | 3614.3886
6 | 22 | 17 | 494 | 134 | 39.4 | 4.6 | 237.52 | 44.159 | 1697.418 | 1606.324 |  | 1328.3561 | 0.14565 | 0.082223 | 1136.0889 | 0.12456 | 0.070322 |  | 2017.432
6 | 22 | 18 | 177 | 108 | 38.3 | 5.2 | 81.484 | 39.448 | 665.321 | 596.944 |  | 0 | 0 | 0 | 0 | 0 | 0 |  | 453.6534
6 | 22 | 19 | 54 | 21 | 36.1 | 4.6 | 17.207 | 35.698 | 142.439 | 84.186 |  | 0 | 0 | 0 | 0 | 0 | 0 |  | 0
6 | 22 | 20 | 0 | 0 | 35 | 3.6 | 0 | 35 | 0 | 0 |  | 0 | 0 |  | 0 | 0 |  |  | 0
6 | 22 | 21 | 0 | 0 | 34.4 | 2.6 | 0 | 34.4 | 0 | 0 |  | 0 | 0 |  | 0 | 0 |  |  | 0
6 | 22 | 22 | 0 | 0 | 33.9 | 2.1 | 0 | 33.9 | 0 | 0 |  | 0 | 0 |  | 0 | 0 |  |  | 0
6 | 22 | 23 | 0 | 0 | 33.3 | 3.6 | 0 | 33.3 | 0 | 0 |  | 0 | 0 |  | 0 | 0 |  |  | 0
6 | 23 | 0 | 0 | 0 | 32.2 | 0 | 0 | 32.2 | 0 | 0 |  | 0 | 0 |  | 0 | 0 |  |  | 0
6 | 23 | 1 | 0 | 0 | 31.7 | 0 | 0 | 31.7 | 0 | 0 |  | 0 | 0 |  | 0 | 0 |  |  | 0
6 | 23 | 2 | 0 | 0 | 31.1 | 3.1 | 0 | 31.1 | 0 | 0 |  | 0 | 0 |  | 0 | 0 |  |  | 0
6 | 23 | 3 | 0 | 0 | 29.4 | 1.5 | 0 | 29.4 | 0 | 0 |  | 0 | 0 |  | 0 | 0 |  |  | 0
6 | 23 | 4 | 0 | 0 | 28.9 | 2.6 | 0 | 28.9 | 0 | 0 |  | 0 | 0 |  | 0 | 0 |  |  | 0
6 | 23 | 5 | 44 | 21 | 28.3 | 2.6 | 17.838 | 27.371 | 152.131 | 93.699 |  | 0 | 0 | 0 | 0 | 0 | 0 |  | 0
6 | 23 | 6 | 285 | 80 | 28.9 | 3.1 | 60.013 | 29.04 | 508.816 | 443.567 |  | 0 | 0 | 0 | 0 | 0 | 0 |  | 0
6 | 23 | 7 | 455 | 154 | 31.1 | 3.1 | 244.833 | 35.7 | 1828.837 | 1734.589 |  | 0 | 0 | 0 | 0 | 0 | 0 |  | 738.1069
6 | 23 | 8 | 606 | 157 | 34.4 | 3.1 | 433.964 | 43.775 | 3366.302 | 3230.791 |  | 1577.1901 | 0.14158 | 0.081372 | 1347.0009 | 0.12092 | 0.069496 |  | 2422.1042
6 | 23 | 9 | 751 | 195 | 36.7 | 2.6 | 689.763 | 52.97 | 5298.304 | 5099.519 |  | 6893.8241 | 0.3135 | 0.21391 | 5770.5584 | 0.26242 | 0.17906 |  | 4571.9082
6 | 23 | 10 | 785 | 243 | 37.8 | 2.1 | 879.39 | 60.178 | 6613.894 | 6364.742 |  | 9959.0119 | 0.33225 | 0.23306 | 8487.4382 | 0.28316 | 0.19862 |  | 6251.4562
6 | 23 | 11 | 583 | 336 | 38.9 | 2.1 | 861.204 | 61.302 | 6460.839 | 6217.85 |  | 8831.1299 | 0.34051 | 0.20266 | 7678.0199 | 0.29605 | 0.1762 |  | 6285.0467
6 | 23 | 12 | 386 | 312 | 40.6 | 4.1 | 675.459 | 55.23 | 5192.53 | 4997.539 |  | 6316.3719 | 0.34264 | 0.18143 | 5492.6227 | 0.29796 | 0.15777 |  | 4962.7492
6 | 23 | 13 | 812 | 222 | 41.1 | 5.2 | 954.672 | 59.244 | 7219.86 | 6945.524 |  | 13292.2722 | 0.34265 | 0.26348 | 11558.946 | 0.29796 | 0.22913 |  | 7542.0724
6 | 23 | 14 | 707 | 248 | 41.7 | 5.2 | 821.156 | 57.803 | 6235.093 | 6001.048 |  | 10723.8692 | 0.34057 | 0.24094 | 9324.3214 | 0.29612 | 0.2095 |  | 6564.6628
6 | 23 | 15 | 554 | 200 | 42.2 | 4.6 | 564.396 | 54.067 | 4321.242 | 4156.046 |  | 7047.0458 | 0.33242 | 0.22231 | 6006.671 | 0.28334 | 0.18949 |  | 4608.2721
6 | 23 | 16 | 662 | 171 | 42.2 | 2.1 | 473.303 | 54.622 | 3522.428 | 3382.277 |  | 6107.553 | 0.31394 | 0.21481 | 5117.6523 | 0.26306 | 0.18 |  | 4037.1175
6 | 23 | 17 | 524 | 102 | 42.2 | 3.1 | 219.699 | 47.453 | 1523.12 | 1436.116 |  | 1434.5424 | 0.14793 | 0.095302 | 1227.8312 | 0.12661 | 0.08157 |  | 1911.4145
6 | 23 | 18 | 198 | 93 | 41.7 | 3.6 | 70.941 | 42.955 | 571.754 | 505.258 |  | 0 | 0 | 0 | 0 | 0 | 0 |  | 416.1586
6 | 23 | 19 | 1 | 13 | 40.6 | 6.2 | 11.54 | 40.28 | 93.938 | 36.577 |  | 0 | 0 | 0 | 0 | 0 | 0 |  | 0
6 | 23 | 20 | 0 | 0 | 37.2 | 4.1 | 0 | 37.2 | 0 | 0 |  | 0 | 0 |  | 0 | 0 |  |  | 0
6 | 23 | 21 | 0 | 0 | 37.2 | 4.1 | 0 | 37.2 | 0 | 0 |  | 0 | 0 |  | 0 | 0 |  |  | 0
6 | 23 | 22 | 0 | 0 | 36.7 | 4.1 | 0 | 36.7 | 0 | 0 |  | 0 | 0 |  | 0 | 0 |  |  | 0
6 | 23 | 23 | 0 | 0 | 35 | 9.8 | 0 | 35 | 0 | 0 |  | 0 | 0 |  | 0 | 0 |  |  | 0
6 | 24 | 0 | 0 | 0 | 33.9 | 6.2 | 0 | 33.9 | 0 | 0 |  | 0 | 0 |  | 0 | 0 |  |  | 0
6 | 24 | 1 | 0 | 0 | 32.8 | 6.7 | 0 | 32.8 | 0 | 0 |  | 0 | 0 |  | 0 | 0 |  |  | 0
6 | 24 | 2 | 0 | 0 | 32.2 | 4.6 | 0 | 32.2 | 0 | 0 |  | 0 | 0 |  | 0 | 0 |  |  | 0
6 | 24 | 3 | 0 | 0 | 31.1 | 5.2 | 0 | 31.1 | 0 | 0 |  | 0 | 0 |  | 0 | 0 |  |  | 0
6 | 24 | 4 | 0 | 0 | 30 | 3.6 | 0 | 30 | 0 | 0 |  | 0 | 0 |  | 0 | 0 |  |  | 0
6 | 24 | 5 | 58 | 23 | 30 | 3.6 | 18.726 | 29.234 | 158.657 | 100.104 |  | 0 | 0 | 0 | 0 | 0 | 0 |  | 0
6 | 24 | 6 | 282 | 77 | 30.6 | 4.1 | 57.418 | 30.732 | 483.889 | 419.131 |  | 0 | 0 | 0 | 0 | 0 | 0 |  | 0
6 | 24 | 7 | 492 | 133 | 32.2 | 3.6 | 235.827 | 36.412 | 1733.343 | 1641.392 |  | 0 | 0 | 0 | 0 | 0 | 0 |  | 680.9014
6 | 24 | 8 | 772 | 119 | 33.9 | 4.1 | 477.951 | 43.359 | 3691.98 | 3546.695 |  | 1977.6265 | 0.13965 | 0.096899 | 1687.8048 | 0.11918 | 0.082698 |  | 2610.0086
6 | 24 | 9 | 722 | 208 | 35.6 | 1.5 | 682.09 | 54.354 | 5212.508 | 5016.803 |  | 6617.9875 | 0.31338 | 0.20656 | 5537.9826 | 0.26224 | 0.17285 |  | 4523.631
6 | 24 | 10 | 778 | 191 | 36.7 | 6.2 | 821.451 | 50.842 | 6407.246 | 6166.396 |  | 9863.5516 | 0.33221 | 0.24834 | 8405.7502 | 0.28311 | 0.21163 |  | 5863.0647
6 | 24 | 11 | 779 | 235 | 36.7 | 4.1 | 943.71 | 56.623 | 7211.514 | 6937.533 |  | 11797.1435 | 0.3405 | 0.25109 | 10256.6034 | 0.29603 | 0.2183 |  | 6970.4229
6 | 24 | 12 | 787 | 222 | 39.4 | 3.1 | 957.095 | 61.595 | 7173.202 | 6900.85 |  | 12878.8557 | 0.34264 | 0.26154 | 11199.2844 | 0.29796 | 0.22744 |  | 7353.5898
6 | 24 | 13 | 718 | 265 | 38.9 | 1.5 | 917.165 | 64.869 | 6781.567 | 6525.572 |  | 11757.0573 | 0.34265 | 0.2438 | 10224.061 | 0.29797 | 0.21201 |  | 7129.3049
6 | 24 | 14 | 588 | 290 | 40 | 3.1 | 762.962 | 58.013 | 5790.06 | 5573.138 |  | 8924.669 | 0.3406 | 0.21543 | 7760.2028 | 0.29616 | 0.18732 |  | 6020.4154
6 | 24 | 15 | 446 | 229 | 39.4 | 6.2 | 517.413 | 48.537 | 4051.454 | 3894.96 |  | 5679.5002 | 0.33249 | 0.19514 | 4841.3212 | 0.28342 | 0.16634 |  | 4162.6891
6 | 24 | 16 | 353 | 164 | 39.4 | 6.7 | 319.723 | 44.609 | 2491.366 | 2380.325 |  | 3263.0236 | 0.31411 | 0.17175 | 2735.2001 | 0.2633 | 0.14397 |  | 2624.9137
6 | 24 | 17 | 700 | 66 | 38.3 | 7.2 | 233.721 | 41.691 | 1595.776 | 1507.08 |  | 1951.3563 | 0.15027 | 0.11862 | 1671.4136 | 0.12871 | 0.1016 |  | 2150.9526
6 | 24 | 18 | 504 | 45 | 37.2 | 5.2 | 34.946 | 37.424 | 287.468 | 226.5 |  | 0 | 0 | 0 | 0 | 0 | 0 |  | 411.6857
6 | 24 | 19 | 57 | 16 | 36.1 | 3.6 | 13.329 | 35.487 | 110.418 | 52.755 |  | 0 | 0 | 0 | 0 | 0 | 0 |  | 0
6 | 24 | 20 | 0 | 0 | 35.6 | 0 | 0 | 35.6 | 0 | 0 |  | 0 | 0 |  | 0 | 0 |  |  | 0
6 | 24 | 21 | 0 | 0 | 33.9 | 0 | 0 | 33.9 | 0 | 0 |  | 0 | 0 |  | 0 | 0 |  |  | 0
6 | 24 | 22 | 0 | 0 | 33.3 | 0 | 0 | 33.3 | 0 | 0 |  | 0 | 0 |  | 0 | 0 |  |  | 0
6 | 24 | 23 | 0 | 0 | 33.3 | 3.6 | 0 | 33.3 | 0 | 0 |  | 0 | 0 |  | 0 | 0 |  |  | 0
6 | 25 | 0 | 0 | 0 | 32.2 | 2.6 | 0 | 32.2 | 0 | 0 |  | 0 | 0 |  | 0 | 0 |  |  | 0
6 | 25 | 1 | 0 | 0 | 31.7 | 1 | 0 | 31.7 | 0 | 0 |  | 0 | 0 |  | 0 | 0 |  |  | 0
6 | 25 | 2 | 0 | 0 | 31.1 | 4.1 | 0 | 31.1 | 0 | 0 |  | 0 | 0 |  | 0 | 0 |  |  | 0
6 | 25 | 3 | 0 | 0 | 30.6 | 2.1 | 0 | 30.6 | 0 | 0 |  | 0 | 0 |  | 0 | 0 |  |  | 0
6 | 25 | 4 | 0 | 0 | 30 | 3.1 | 0 | 30 | 0 | 0 |  | 0 | 0 |  | 0 | 0 |  |  | 0
6 | 25 | 5 | 116 | 16 | 29.4 | 3.1 | 12.524 | 28.429 | 106.415 | 48.826 |  | 0 | 0 | 0 | 0 | 0 | 0 |  | 0
6 | 25 | 6 | 493 | 48 | 30.6 | 4.6 | 35.986 | 30.28 | 303.759 | 242.482 |  | 0 | 0 | 0 | 0 | 0 | 0 |  | 0
6 | 25 | 7 | 757 | 55 | 32.2 | 6.2 | 237.854 | 35.488 | 1639.917 | 1550.184 |  | 0 | 0 | 0 | 0 | 0 | 0 |  | 543.6685
6 | 25 | 8 | 845 | 73 | 33.3 | 4.1 | 469.165 | 42.575 | 3616.771 | 3473.776 |  | 2131.6227 | 0.1378 | 0.11044 | 1817.9731 | 0.11752 | 0.094186 |  | 2519.0994
6 | 25 | 9 | 892 | 86 | 34.4 | 4.1 | 677.153 | 48.369 | 5282.775 | 5084.549 |  | 8165.0492 | 0.31326 | 0.26701 | 6830.5989 | 0.26206 | 0.22337 |  | 4482.5771
6 | 25 | 10 | 921 | 96 | 35.6 | 2.6 | 842.478 | 55.903 | 6440.395 | 6198.223 |  | 11669.4669 | 0.33217 | 0.2905 | 9944.4012 | 0.28307 | 0.24755 |  | 6076.5183
6 | 25 | 11 | 945 | 101 | 37.2 | 5.7 | 953.905 | 54.603 | 7346.116 | 7066.375 |  | 14308.3695 | 0.34049 | 0.30234 | 12439.7635 | 0.29602 | 0.26285 |  | 7227.5168
6 | 25 | 12 | 944 | 103 | 38.9 | 3.1 | 984.293 | 61.7 | 7373.341 | 7092.428 |  | 15449.6806 | 0.34264 | 0.30595 | 13434.8989 | 0.29796 | 0.26605 |  | 7731.0506
6 | 25 | 13 | 831 | 106 | 40 | 3.1 | 856.707 | 60.143 | 6455.102 | 6212.341 |  | 13612.1869 | 0.34265 | 0.30055 | 11837.4909 | 0.29798 | 0.26136 |  | 6913.4111
6 | 25 | 14 | 894 | 87 | 40 | 2.6 | 813.876 | 59.992 | 6122.212 | 5892.574 |  | 13578.707 | 0.34063 | 0.30561 | 11807.431 | 0.2962 | 0.26575 |  | 6797.8308
6 | 25 | 15 | 906 | 86 | 41.1 | 4.6 | 689.154 | 55.36 | 5234.458 | 5037.968 |  | 11550.6031 | 0.33256 | 0.2943 | 9846.604 | 0.2835 | 0.25088 |  | 5950.5256
6 | 25 | 16 | 823 | 65 | 41.7 | 2.6 | 454.28 | 53.21 | 3364.743 | 3229.278 |  | 7622.6147 | 0.31428 | 0.27552 | 6392.0423 | 0.26354 | 0.23104 |  | 4079.2962
6 | 25 | 17 | 507 | 129 | 41.7 | 0 | 237.978 | 52.909 | 1641.063 | 1551.302 |  | 1439.2828 | 0.15265 | 0.088838 | 1233.6977 | 0.13085 | 0.076149 |  | 2034.8425
6 | 25 | 18 | 37 | 50 | 31.1 | 10.3 | 44.004 | 31.175 | 370.257 | 307.707 |  | 0 | 0 | 0 | 0 | 0 | 0 |  | 190.679
6 | 25 | 19 | 17 | 20 | 33.3 | 9.3 | 17.52 | 32.931 | 146.493 | 88.166 |  | 0 | 0 | 0 | 0 | 0 | 0 |  | 0
6 | 25 | 20 | 0 | 0 | 34.4 | 6.2 | 0 | 34.4 | 0 | 0 |  | 0 | 0 |  | 0 | 0 |  |  | 0
6 | 25 | 21 | 0 | 0 | 33.3 | 5.2 | 0 | 33.3 | 0 | 0 |  | 0 | 0 |  | 0 | 0 |  |  | 0
6 | 25 | 22 | 0 | 0 | 32.8 | 1.5 | 0 | 32.8 | 0 | 0 |  | 0 | 0 |  | 0 | 0 |  |  | 0
6 | 25 | 23 | 0 | 0 | 31.7 | 1.5 | 0 | 31.7 | 0 | 0 |  | 0 | 0 |  | 0 | 0 |  |  | 0
6 | 26 | 0 | 0 | 0 | 31.7 | 2.6 | 0 | 31.7 | 0 | 0 |  | 0 | 0 |  | 0 | 0 |  |  | 0
6 | 26 | 1 | 0 | 0 | 30.6 | 3.1 | 0 | 30.6 | 0 | 0 |  | 0 | 0 |  | 0 | 0 |  |  | 0
6 | 26 | 2 | 0 | 0 | 30 | 0 | 0 | 30 | 0 | 0 |  | 0 | 0 |  | 0 | 0 |  |  | 0
6 | 26 | 3 | 0 | 0 | 29.4 | 0 | 0 | 29.4 | 0 | 0 |  | 0 | 0 |  | 0 | 0 |  |  | 0
6 | 26 | 4 | 0 | 0 | 29.4 | 3.1 | 0 | 29.4 | 0 | 0 |  | 0 | 0 |  | 0 | 0 |  |  | 0
6 | 26 | 5 | 17 | 19 | 30 | 3.6 | 16.71 | 29.201 | 141.593 | 83.356 |  | 0 | 0 | 0 | 0 | 0 | 0 |  | 0
6 | 26 | 6 | 288 | 67 | 30 | 4.1 | 49.928 | 29.949 | 421.946 | 358.397 |  | 0 | 0 | 0 | 0 | 0 | 0 |  | 0
6 | 26 | 7 | 532 | 112 | 33.3 | 4.1 | 228.796 | 37.205 | 1652.391 | 1562.363 |  | 0 | 0 | 0 | 0 | 0 | 0 |  | 620.7958
6 | 26 | 8 | 669 | 151 | 35 | 5.2 | 456.7 | 43.121 | 3543.948 | 3403.151 |  | 1662.7776 | 0.13603 | 0.082516 | 1417.1541 | 0.11594 | 0.070327 |  | 2529.4579
6 | 26 | 9 | 742 | 180 | 36.7 | 1.5 | 668.844 | 55.031 | 5095.091 | 4903.561 |  | 6783.2985 | 0.31315 | 0.21803 | 5673.1218 | 0.2619 | 0.18235 |  | 4423.9073
6 | 26 | 10 | 792 | 199 | 37.8 | 3.1 | 839.669 | 56.971 | 6394.877 | 6154.52 |  | 10029.6385 | 0.33214 | 0.24676 | 8546.7127 | 0.28303 | 0.21028 |  | 5994.1005
6 | 26 | 11 | 815 | 211 | 39.4 | 3.1 | 947.288 | 61.179 | 7108.778 | 6839.152 |  | 12338.4991 | 0.34048 | 0.26077 | 10727.0713 | 0.29601 | 0.22671 |  | 7058.5802
6 | 26 | 12 | 805 | 239 | 40.6 | 2.6 | 998.323 | 64.832 | 7385.06 | 7103.641 |  | 13176.8355 | 0.34265 | 0.25835 | 11458.5305 | 0.29796 | 0.22466 |  | 7602.9516
6 | 26 | 13 | 748 | 267 | 42.2 | 3.1 | 946.84 | 64.23 | 7019.198 | 6753.34 |  | 12257.5197 | 0.34265 | 0.24618 | 10659.641 | 0.29798 | 0.21409 |  | 7370.8457
6 | 26 | 14 | 655 | 296 | 42.8 | 3.1 | 823.483 | 62.127 | 6147.304 | 5916.69 |  | 9956.1447 | 0.34067 | 0.22241 | 8657.7475 | 0.29624 | 0.1934 |  | 6532.1063
6 | 26 | 15 | 711 | 180 | 42.8 | 3.1 | 651.592 | 58.227 | 4903.75 | 4718.921 |  | 9075.4818 | 0.33263 | 0.24706 | 7737.1402 | 0.28358 | 0.21063 |  | 5419.3054
6 | 26 | 16 | 675 | 152 | 42.8 | 4.1 | 464.141 | 52.845 | 3474.679 | 3335.956 |  | 6264.5128 | 0.31446 | 0.22452 | 5255.2156 | 0.26379 | 0.18835 |  | 3987.4916
6 | 26 | 17 | 537 | 117 | 43.3 | 2.6 | 237.793 | 49.321 | 1650.52 | 1560.537 |  | 1552.5189 | 0.15508 | 0.096109 | 1331.7004 | 0.13302 | 0.08244 |  | 2045.8744
6 | 26 | 18 | 247 | 75 | 42.2 | 3.1 | 59.606 | 43.34 | 479.706 | 415.03 |  | 0 | 0 | 0 | 0 | 0 | 0 |  | 387.9405
6 | 26 | 19 | 11 | 17 | 40.6 | 2.1 | 15.183 | 40.225 | 123.616 | 65.71 |  | 0 | 0 | 0 | 0 | 0 | 0 |  | 0
6 | 26 | 20 | 0 | 0 | 39.4 | 0 | 0 | 39.4 | 0 | 0 |  | 0 | 0 |  | 0 | 0 |  |  | 0
6 | 26 | 21 | 0 | 0 | 37.8 | 0 | 0 | 37.8 | 0 | 0 |  | 0 | 0 |  | 0 | 0 |  |  | 0
6 | 26 | 22 | 0 | 0 | 36.1 | 0 | 0 | 36.1 | 0 | 0 |  | 0 | 0 |  | 0 | 0 |  |  | 0
6 | 26 | 23 | 0 | 0 | 36.7 | 2.1 | 0 | 36.7 | 0 | 0 |  | 0 | 0 |  | 0 | 0 |  |  | 0
6 | 27 | 0 | 0 | 0 | 35 | 0 | 0 | 35 | 0 | 0 |  | 0 | 0 |  | 0 | 0 |  |  | 0
6 | 27 | 1 | 0 | 0 | 33.9 | 2.1 | 0 | 33.9 | 0 | 0 |  | 0 | 0 |  | 0 | 0 |  |  | 0
6 | 27 | 2 | 0 | 0 | 32.8 | 5.2 | 0 | 32.8 | 0 | 0 |  | 0 | 0 |  | 0 | 0 |  |  | 0
6 | 27 | 3 | 0 | 0 | 32.2 | 3.1 | 0 | 32.2 | 0 | 0 |  | 0 | 0 |  | 0 | 0 |  |  | 0
6 | 27 | 4 | 0 | 0 | 31.7 | 4.1 | 0 | 31.7 | 0 | 0 |  | 0 | 0 |  | 0 | 0 |  |  | 0
6 | 27 | 5 | 43 | 19 | 30.6 | 3.1 | 16.29 | 29.765 | 137.757 | 79.591 |  | 0 | 0 | 0 | 0 | 0 | 0 |  | 0
6 | 27 | 6 | 304 | 71 | 31.1 | 3.1 | 53.03 | 31.146 | 446.252 | 382.23 |  | 0 | 0 | 0 | 0 | 0 | 0 |  | 0
6 | 27 | 7 | 533 | 126 | 33.3 | 2.6 | 238.611 | 38.034 | 1727.168 | 1635.365 |  | 0 | 0 | 0 | 0 | 0 | 0 |  | 662.7242
6 | 27 | 8 | 741 | 140 | 35.6 | 2.1 | 479.841 | 47.245 | 3658.191 | 3513.937 |  | 1815.6178 | 0.13436 | 0.087024 | 1546.3977 | 0.11443 | 0.07412 |  | 2638.9084
6 | 27 | 9 | 737 | 168 | 36.7 | 1.5 | 654.04 | 54.724 | 4987.36 | 4799.618 |  | 6729.5583 | 0.31304 | 0.22197 | 5626.7327 | 0.26174 | 0.1856 |  | 4321.2728
6 | 27 | 10 | 875 | 150 | 40 | 2.6 | 861.129 | 60.586 | 6463.399 | 6220.308 |  | 11075.629 | 0.33211 | 0.26867 | 9437.7885 | 0.283 | 0.22894 |  | 6157.7596
6 | 27 | 11 | 881 | 145 | 40.6 | 2.6 | 936.832 | 63.301 | 6969.976 | 6706.176 |  | 13336.8923 | 0.34048 | 0.28508 | 11595.0319 | 0.29601 | 0.24784 |  | 7075.9641
6 | 27 | 12 | 907 | 147 | 42.2 | 3.1 | 990.367 | 65.019 | 7320.185 | 7041.558 |  | 14849.5386 | 0.34265 | 0.29085 | 12913.2247 | 0.29797 | 0.25293 |  | 7751.247
6 | 27 | 13 | 900 | 146 | 43.3 | 3.6 | 956.613 | 64.519 | 7082.292 | 6813.783 |  | 14754.9851 | 0.34265 | 0.29088 | 12831.8221 | 0.29799 | 0.25296 |  | 7701.511
6 | 27 | 14 | 878 | 126 | 43.3 | 5.2 | 838.958 | 59.761 | 6317.893 | 6080.587 |  | 13356.5945 | 0.3407 | 0.29151 | 11615.2006 | 0.29628 | 0.25351 |  | 6955.1121
6 | 27 | 15 | 854 | 123 | 43.3 | 3.6 | 693.169 | 58.894 | 5196.537 | 5001.402 |  | 10914.4823 | 0.33271 | 0.27799 | 9305.5868 | 0.28367 | 0.23701 |  | 5897.5656
6 | 27 | 16 | 784 | 103 | 43.3 | 3.1 | 472.552 | 54.603 | 3495.878 | 3356.521 |  | 7291.1847 | 0.31464 | 0.25511 | 6118.8394 | 0.26405 | 0.21409 |  | 4163.0206
6 | 27 | 17 | 618 | 102 | 43.3 | 3.6 | 245.17 | 48.85 | 1678.803 | 1588.15 |  | 1819.6257 | 0.15755 | 0.10764 | 1561.8854 | 0.13523 | 0.092393 |  | 2169.8368
6 | 27 | 18 | 408 | 57 | 42.2 | 3.1 | 45.526 | 43.038 | 366.804 | 304.321 |  | 0 | 0 | 0 | 0 | 0 | 0 |  | 413.6819
6 | 27 | 19 | 31 | 25 | 41.1 | 1.5 | 20.771 | 40.836 | 168.732 | 109.992 |  | 0 | 0 | 0 | 0 | 0 | 0 |  | 0
6 | 27 | 20 | 0 | 0 | 39.4 | 2.6 | 0 | 39.4 | 0 | 0 |  | 0 | 0 |  | 0 | 0 |  |  | 0
6 | 27 | 21 | 0 | 0 | 37.8 | 3.6 | 0 | 37.8 | 0 | 0 |  | 0 | 0 |  | 0 | 0 |  |  | 0
6 | 27 | 22 | 0 | 0 | 37.2 | 2.6 | 0 | 37.2 | 0 | 0 |  | 0 | 0 |  | 0 | 0 |  |  | 0
6 | 27 | 23 | 0 | 0 | 36.7 | 3.6 | 0 | 36.7 | 0 | 0 |  | 0 | 0 |  | 0 | 0 |  |  | 0
6 | 28 | 0 | 0 | 0 | 36.1 | 4.6 | 0 | 36.1 | 0 | 0 |  | 0 | 0 |  | 0 | 0 |  |  | 0
6 | 28 | 1 | 0 | 0 | 35 | 2.1 | 0 | 35 | 0 | 0 |  | 0 | 0 |  | 0 | 0 |  |  | 0
6 | 28 | 2 | 0 | 0 | 34.4 | 3.1 | 0 | 34.4 | 0 | 0 |  | 0 | 0 |  | 0 | 0 |  |  | 0
6 | 28 | 3 | 0 | 0 | 33.3 | 3.1 | 0 | 33.3 | 0 | 0 |  | 0 | 0 |  | 0 | 0 |  |  | 0
6 | 28 | 4 | 0 | 0 | 32.2 | 0 | 0 | 32.2 | 0 | 0 |  | 0 | 0 |  | 0 | 0 |  |  | 0
6 | 28 | 5 | 5 | 19 | 31.7 | 1.5 | 16.744 | 30.73 | 141.108 | 82.879 |  | 0 | 0 | 0 | 0 | 0 | 0 |  | 0
6 | 28 | 6 | 70 | 101 | 32.2 | 2.1 | 78.262 | 32.944 | 654.343 | 586.188 |  | 0 | 0 | 0 | 0 | 0 | 0 |  | 0
6 | 28 | 7 | 153 | 169 | 33.3 | 2.6 | 182.128 | 36.736 | 1435.167 | 1350.189 |  | 0 | 0 | 0 | 0 | 0 | 0 |  | 623.563
6 | 28 | 8 | 70 | 280 | 34.4 | 3.1 | 280.788 | 40.177 | 2272.201 | 2166.881 |  | 169.1848 | 0.13277 | 0.010591 | 144.0063 | 0.11301 | 0.0090149 |  | 1791.2945
6 | 28 | 9 | 288 | 412 | 35 | 2.6 | 571.968 | 48.202 | 4498.497 | 4327.45 |  | 2626.8401 | 0.31295 | 0.087492 | 2195.8349 | 0.2616 | 0.073136 |  | 3917.9157
6 | 28 | 10 | 34 | 494 | 35 | 2.1 | 476.062 | 47.471 | 3771.327 | 3623.605 |  | 430.2011 | 0.33209 | 0.015799 | 366.5753 | 0.28297 | 0.013462 |  | 3470.7008
6 | 28 | 11 | 240 | 443 | 37.2 | 2.1 | 645.239 | 53.505 | 4993.525 | 4805.567 |  | 3633.2204 | 0.34048 | 0.10708 | 3158.7056 | 0.29601 | 0.093099 |  | 4617.5704
6 | 28 | 12 | 140 | 471 | 38.9 | 4.1 | 581.546 | 51.26 | 4540.985 | 4368.519 |  | 2292.6973 | 0.34265 | 0.072973 | 1993.7629 | 0.29797 | 0.063458 |  | 4190.0668
6 | 28 | 13 | 566 | 339 | 40.6 | 5.7 | 850.45 | 55.894 | 6518.717 | 6273.406 |  | 9283.8643 | 0.34265 | 0.20681 | 8074.0116 | 0.298 | 0.17986 |  | 6495.979
6 | 28 | 14 | 661 | 298 | 40 | 4.1 | 831.212 | 57.708 | 6315.506 | 6078.294 |  | 10064.1186 | 0.34074 | 0.22275 | 8752.3438 | 0.29633 | 0.19372 |  | 6594.1095
6 | 28 | 15 | 483 | 297 | 41.1 | 4.1 | 605.261 | 54.276 | 4638.906 | 4463.147 |  | 6180.9927 | 0.3328 | 0.18091 | 5270.2295 | 0.28376 | 0.15426 |  | 4845.1608
6 | 28 | 16 | 243 | 303 | 40.6 | 4.1 | 385.546 | 48.934 | 2991.549 | 2866.838 |  | 2264.6665 | 0.31482 | 0.098033 | 1901.264 | 0.2643 | 0.082302 |  | 3041.8302
6 | 28 | 17 | 111 | 176 | 40 | 5.2 | 179.143 | 43.272 | 1395.658 | 1311.581 |  | 332.8406 | 0.16005 | 0.029404 | 285.8842 | 0.13747 | 0.025256 |  | 1310.6428
6 | 28 | 18 | 22 | 92 | 38.9 | 4.6 | 73.647 | 39.913 | 600.308 | 533.241 |  | 0 | 0 | 0 | 0 | 0 | 0 |  | 331.7573
6 | 28 | 19 | 3 | 22 | 37.8 | 4.6 | 19.145 | 37.485 | 157.449 | 98.918 |  | 0 | 0 | 0 | 0 | 0 | 0 |  | 0
6 | 28 | 20 | 0 | 0 | 37.2 | 2.1 | 0 | 37.2 | 0 | 0 |  | 0 | 0 |  | 0 | 0 |  |  | 0
6 | 28 | 21 | 0 | 0 | 36.7 | 1.5 | 0 | 36.7 | 0 | 0 |  | 0 | 0 |  | 0 | 0 |  |  | 0
6 | 28 | 22 | 0 | 0 | 36.1 | 2.1 | 0 | 36.1 | 0 | 0 |  | 0 | 0 |  | 0 | 0 |  |  | 0
6 | 28 | 23 | 0 | 0 | 35.6 | 3.6 | 0 | 35.6 | 0 | 0 |  | 0 | 0 |  | 0 | 0 |  |  | 0
6 | 29 | 0 | 0 | 0 | 35 | 1.5 | 0 | 35 | 0 | 0 |  | 0 | 0 |  | 0 | 0 |  |  | 0
6 | 29 | 1 | 0 | 0 | 34.4 | 2.1 | 0 | 34.4 | 0 | 0 |  | 0 | 0 |  | 0 | 0 |  |  | 0
6 | 29 | 2 | 0 | 0 | 33.3 | 3.1 | 0 | 33.3 | 0 | 0 |  | 0 | 0 |  | 0 | 0 |  |  | 0
6 | 29 | 3 | 0 | 0 | 32.8 | 2.1 | 0 | 32.8 | 0 | 0 |  | 0 | 0 |  | 0 | 0 |  |  | 0
6 | 29 | 4 | 0 | 0 | 32.8 | 2.6 | 0 | 32.8 | 0 | 0 |  | 0 | 0 |  | 0 | 0 |  |  | 0
6 | 29 | 5 | 0 | 9 | 32.8 | 2.1 | 7.976 | 31.737 | 66.972 | 10.103 |  | 0 | 0 | 0 | 0 | 0 | 0 |  | 0
6 | 29 | 6 | 111 | 86 | 32.2 | 0 | 67.359 | 32.716 | 563.641 | 497.306 |  | 0 | 0 | 0 | 0 | 0 | 0 |  | 0
6 | 29 | 7 | 52 | 168 | 32.2 | 1.5 | 156.976 | 35.428 | 1277.875 | 1196.453 |  | 0 | 0 | 0 | 0 | 0 | 0 |  | 570.9903
6 | 29 | 8 | 141 | 271 | 33.3 | 2.1 | 308.138 | 40.4 | 2478.287 | 2367.592 |  | 336.3664 | 0.13128 | 0.020034 | 286.1323 | 0.11167 | 0.017042 |  | 1912.4392
6 | 29 | 9 | 80 | 385 | 35 | 3.6 | 402.317 | 43.399 | 3231.173 | 3099.612 |  | 728.9441 | 0.31286 | 0.032337 | 609.2069 | 0.26147 | 0.027025 |  | 2830.1224
6 | 29 | 10 | 381 | 412 | 35.6 | 7.2 | 700.824 | 46.346 | 5567.614 | 5358.999 |  | 4819.28 | 0.33207 | 0.13334 | 4106.4418 | 0.28295 | 0.11362 |  | 4974.7707
6 | 29 | 11 | 331 | 438 | 34.4 | 6.2 | 722.765 | 46.848 | 5737.778 | 5522.824 |  | 5011.1583 | 0.34048 | 0.13288 | 4356.6961 | 0.29601 | 0.11552 |  | 5215.4257
6 | 29 | 12 | 274 | 493 | 33.3 | 7.2 | 735.16 | 44.864 | 5881.53 | 5661.144 |  | 4488.5358 | 0.34265 | 0.11514 | 3903.352 | 0.29798 | 0.10013 |  | 5338.0355
6 | 29 | 13 | 281 | 450 | 32.8 | 5.2 | 689.988 | 46.007 | 5495.409 | 5289.454 |  | 4611.6383 | 0.34266 | 0.12436 | 4010.7759 | 0.29801 | 0.10816 |  | 5107.1406
6 | 29 | 14 | 193 | 519 | 32.8 | 10.3 | 642.975 | 40.793 | 5219.417 | 5023.464 |  | 2941.2082 | 0.34078 | 0.081978 | 2557.9513 | 0.29638 | 0.071295 |  | 4806.8008
6 | 29 | 15 | 6 | 284 | 32.2 | 6.2 | 258.662 | 36.597 | 2133.764 | 2031.973 |  | 76.8861 | 0.33288 | 0.005078 | 65.5618 | 0.28385 | 0.0043301 |  | 1916.9757
6 | 29 | 16 | 109 | 299 | 32.2 | 5.2 | 316.788 | 37.662 | 2582.024 | 2468.569 |  | 1018.0196 | 0.31501 | 0.05378 | 854.9887 | 0.26456 | 0.045168 |  | 2418.3148
6 | 29 | 17 | 29 | 160 | 31.7 | 6.2 | 145.783 | 33.739 | 1202.844 | 1123.089 |  | 88.5528 | 0.16258 | 0.0099 | 76.1081 | 0.13973 | 0.0085088 |  | 1008.5625
6 | 29 | 18 | 0 | 46 | 31.1 | 6.2 | 40.96 | 31.103 | 344.734 | 282.674 |  | 0 | 0 | 0 | 0 | 0 | 0 |  | 160.6909
6 | 29 | 19 | 1 | 12 | 31.1 | 5.2 | 10.647 | 30.38 | 89.844 | 32.558 |  | 0 | 0 | 0 | 0 | 0 | 0 |  | 0
6 | 29 | 20 | 0 | 0 | 30.6 | 3.6 | 0 | 30.6 | 0 | 0 |  | 0 | 0 |  | 0 | 0 |  |  | 0
6 | 29 | 21 | 0 | 0 | 30 | 3.1 | 0 | 30 | 0 | 0 |  | 0 | 0 |  | 0 | 0 |  |  | 0
6 | 29 | 22 | 0 | 0 | 29.4 | 4.1 | 0 | 29.4 | 0 | 0 |  | 0 | 0 |  | 0 | 0 |  |  | 0
6 | 29 | 23 | 0 | 0 | 28.9 | 3.6 | 0 | 28.9 | 0 | 0 |  | 0 | 0 |  | 0 | 0 |  |  | 0
6 | 30 | 0 | 0 | 0 | 28.3 | 2.6 | 0 | 28.3 | 0 | 0 |  | 0 | 0 |  | 0 | 0 |  |  | 0
6 | 30 | 1 | 0 | 0 | 27.8 | 2.1 | 0 | 27.8 | 0 | 0 |  | 0 | 0 |  | 0 | 0 |  |  | 0
6 | 30 | 2 | 0 | 0 | 27.8 | 0 | 0 | 27.8 | 0 | 0 |  | 0 | 0 |  | 0 | 0 |  |  | 0
6 | 30 | 3 | 0 | 0 | 27.2 | 1.5 | 0 | 27.2 | 0 | 0 |  | 0 | 0 |  | 0 | 0 |  |  | 0
6 | 30 | 4 | 0 | 0 | 26.7 | 0 | 0 | 26.7 | 0 | 0 |  | 0 | 0 |  | 0 | 0 |  |  | 0
6 | 30 | 5 | 3 | 16 | 27.2 | 1.5 | 14.227 | 25.913 | 121.963 | 64.088 |  | 0 | 0 | 0 | 0 | 0 | 0 |  | 0
6 | 30 | 6 | 46 | 70 | 27.8 | 2.1 | 58.408 | 27.85 | 497.301 | 432.279 |  | 0 | 0 | 0 | 0 | 0 | 0 |  | 0
6 | 30 | 7 | 132 | 155 | 30 | 3.1 | 165.602 | 32.737 | 1326.981 | 1244.458 |  | 0 | 0 | 0 | 0 | 0 | 0 |  | 562.2434
6 | 30 | 8 | 356 | 256 | 31.1 | 1.5 | 397.307 | 41.318 | 3148.906 | 3019.719 |  | 838.8038 | 0.12987 | 0.042154 | 713.1168 | 0.11041 | 0.035837 |  | 2351.3075
6 | 30 | 9 | 681 | 279 | 33.3 | 2.1 | 715.702 | 51.129 | 5542.925 | 5335.222 |  | 6199.4951 | 0.31278 | 0.17986 | 5180.1234 | 0.26135 | 0.15029 |  | 4782.0076
6 | 30 | 10 | 696 | 268 | 35 | 3.6 | 829.444 | 53.226 | 6412.168 | 6171.123 |  | 8801.6438 | 0.33205 | 0.21691 | 7499.6511 | 0.28293 | 0.18483 |  | 5878.9079
6 | 30 | 11 | 765 | 226 | 36.1 | 5.2 | 923.229 | 53.823 | 7132.767 | 6862.127 |  | 11583.2146 | 0.34049 | 0.25244 | 10070.5136 | 0.29602 | 0.21948 |  | 6812.5228
6 | 30 | 12 | 796 | 186 | 36.7 | 4.1 | 934.454 | 56.616 | 7143.476 | 6872.383 |  | 13044.4241 | 0.34265 | 0.2727 | 11343.9789 | 0.29798 | 0.23715 |  | 7188.7488
6 | 30 | 13 | 709 | 280 | 37.2 | 7.7 | 925.49 | 51.427 | 7217.636 | 6943.395 |  | 11642.6495 | 0.34266 | 0.23918 | 10126.0301 | 0.29802 | 0.20802 |  | 7177.4387
6 | 30 | 14 | 676 | 254 | 38.3 | 4.1 | 805.256 | 55.636 | 6167.814 | 5936.401 |  | 10311.688 | 0.34083 | 0.23656 | 8968.3854 | 0.29643 | 0.20575 |  | 6413.1831
6 | 30 | 15 | 659 | 237 | 38.9 | 5.2 | 671.578 | 51.972 | 5185.437 | 4990.698 |  | 8456.4166 | 0.33297 | 0.22348 | 7211.4285 | 0.28395 | 0.19058 |  | 5505.9442
6 | 30 | 16 | 531 | 203 | 38.9 | 4.6 | 441.439 | 48.083 | 3388.767 | 3252.594 |  | 4970.1531 | 0.3152 | 0.18808 | 4175.7872 | 0.26482 | 0.15802 |  | 3692.8067
6 | 30 | 17 | 458 | 125 | 37.8 | 3.6 | 224.865 | 42.704 | 1622.71 | 1533.382 |  | 1424.0181 | 0.16513 | 0.09377 | 1224.6339 | 0.14201 | 0.080641 |  | 1909.2209
6 | 30 | 18 | 420 | 58 | 37.8 | 3.6 | 47.696 | 38.407 | 390.938 | 327.989 |  | 0 | 0 | 0 | 0 | 0 | 0 |  | 433.7628
6 | 30 | 19 | 26 | 23 | 36.7 | 4.1 | 19.325 | 36.287 | 159.633 | 101.061 |  | 0 | 0 | 0 | 0 | 0 | 0 |  | 0
6 | 30 | 20 | 0 | 0 | 35 | 4.1 | 0 | 35 | 0 | 0 |  | 0 | 0 |  | 0 | 0 |  |  | 0
6 | 30 | 21 | 0 | 0 | 34.3 | 3.8 | 0 | 34.3 | 0 | 0 |  | 0 | 0 |  | 0 | 0 |  |  | 0
6 | 30 | 22 | 0 | 0 | 33.6 | 3.5 | 0 | 33.6 | 0 | 0 |  | 0 | 0 |  | 0 | 0 |  |  | 0
6 | 30 | 23 | 0 | 0 | 32.9 | 3.2 | 0 | 32.9 | 0 | 0 |  | 0 | 0 |  | 0 | 0 |  |  | 0
7 | 1 | 0 | 0 | 0 | 32.1 | 3 | 0 | 32.1 | 0 | 0 |  | 0 | 0 |  | 0 | 0 |  |  | 0
7 | 1 | 1 | 0 | 0 | 31.4 | 2.7 | 0 | 31.4 | 0 | 0 |  | 0 | 0 |  | 0 | 0 |  |  | 0
7 | 1 | 2 | 0 | 0 | 30.7 | 2.4 | 0 | 30.7 | 0 | 0 |  | 0 | 0 |  | 0 | 0 |  |  | 0
7 | 1 | 3 | 0 | 0 | 30 | 2.1 | 0 | 30 | 0 | 0 |  | 0 | 0 |  | 0 | 0 |  |  | 0
7 | 1 | 4 | 0 | 0 | 30.6 | 1.5 | 0 | 30.6 | 0 | 0 |  | 0 | 0 |  | 0 | 0 |  |  | 0
7 | 1 | 5 | 2 | 5 | 30 | 1.5 | 4.508 | 28.59 | 38.278 | 0 |  | 0 | 0 | 0 | 0 | 0 | 0 |  | 0
7 | 1 | 6 | 2 | 63 | 30 | 3.1 | 54.358 | 30.011 | 459.281 | 395.005 |  | 0 | 0 | 0 | 0 | 0 | 0 |  | 0
7 | 1 | 7 | 2 | 123 | 30.6 | 2.1 | 108.53 | 32.192 | 908.968 | 835.556 |  | 0 | 0 | 0 | 0 | 0 | 0 |  | 398.0887
7 | 1 | 8 | 21 | 238 | 31.7 | 3.1 | 220.36 | 35.864 | 1818.64 | 1724.639 |  | 48.9042 | 0.12856 | 0.0037983 | 41.5533 | 0.10923 | 0.0032273 |  | 1425.3113
7 | 1 | 9 | 48 | 325 | 32.2 | 5.2 | 326.94 | 37.796 | 2682.106 | 2565.953 |  | 436.6146 | 0.31272 | 0.023654 | 364.7575 | 0.26125 | 0.019761 |  | 2302.6864
7 | 1 | 10 | 68 | 341 | 33.9 | 3.6 | 369.44 | 41.613 | 2990.773 | 2866.084 |  | 859.793 | 0.33204 | 0.041958 | 732.6 | 0.28292 | 0.035751 |  | 2658.1958
7 | 1 | 11 | 812 | 331 | 38.9 | 3.1 | 1062.003 | 62.168 | 7938.914 | 7633.07 |  | 12297.2833 | 0.3405 | 0.22989 | 10691.4516 | 0.29603 | 0.19987 |  | 7839.4916
7 | 1 | 12 | 642 | 433 | 40.6 | 3.6 | 1029.206 | 63.459 | 7657 | 7363.72 |  | 10525.1098 | 0.34265 | 0.19692 | 9153.2634 | 0.29799 | 0.17125 |  | 7689.4706
7 | 1 | 13 | 537 | 357 | 40.6 | 3.1 | 842.626 | 60.526 | 6341.659 | 6103.413 |  | 8823.8119 | 0.34266 | 0.19832 | 7674.6682 | 0.29803 | 0.17249 |  | 6406.531
7 | 1 | 14 | 597 | 233 | 41.1 | 6.2 | 722.564 | 53.849 | 5573.567 | 5364.731 |  | 9115.7365 | 0.34087 | 0.23389 | 7928.5577 | 0.29648 | 0.20343 |  | 5725.3638
7 | 1 | 15 | 712 | 230 | 41.7 | 4.1 | 701.855 | 56.617 | 5320.783 | 5121.187 |  | 9149.6194 | 0.33306 | 0.23136 | 7803.166 | 0.28405 | 0.19732 |  | 5781.4702
7 | 1 | 16 | 234 | 210 | 40 | 5.2 | 303.808 | 46.087 | 2375.389 | 2267.396 |  | 2195.0727 | 0.31539 | 0.12205 | 1844.928 | 0.26508 | 0.10258 |  | 2407.8931
7 | 1 | 17 | 24 | 133 | 40 | 3.1 | 122.49 | 42.624 | 978.44 | 903.555 |  | 75.9705 | 0.16769 | 0.010217 | 65.3709 | 0.1443 | 0.0087917 |  | 839.6787
7 | 1 | 18 | 3 | 53 | 40 | 3.6 | 46.891 | 40.464 | 381.433 | 318.669 |  | 0 | 0 | 0 | 0 | 0 | 0 |  | 188.4059
7 | 1 | 19 | 1 | 11 | 39.4 | 0 | 9.756 | 38.346 | 79.983 | 22.877 |  | 0 | 0 | 0 | 0 | 0 | 0 |  | 0
7 | 1 | 20 | 0 | 0 | 38.3 | 2.1 | 0 | 38.3 | 0 | 0 |  | 0 | 0 |  | 0 | 0 |  |  | 0
7 | 1 | 21 | 0 | 0 | 37.8 | 4.6 | 0 | 37.8 | 0 | 0 |  | 0 | 0 |  | 0 | 0 |  |  | 0
7 | 1 | 22 | 0 | 0 | 34.4 | 10.3 | 0 | 34.4 | 0 | 0 |  | 0 | 0 |  | 0 | 0 |  |  | 0
7 | 1 | 23 | 0 | 0 | 36.7 | 7.2 | 0 | 36.7 | 0 | 0 |  | 0 | 0 |  | 0 | 0 |  |  | 0
7 | 2 | 0 | 0 | 0 | 35.6 | 4.1 | 0 | 35.6 | 0 | 0 |  | 0 | 0 |  | 0 | 0 |  |  | 0
7 | 2 | 1 | 0 | 0 | 35 | 2.1 | 0 | 35 | 0 | 0 |  | 0 | 0 |  | 0 | 0 |  |  | 0
7 | 2 | 2 | 0 | 0 | 33.3 | 3.1 | 0 | 33.3 | 0 | 0 |  | 0 | 0 |  | 0 | 0 |  |  | 0
7 | 2 | 3 | 0 | 0 | 32.2 | 0 | 0 | 32.2 | 0 | 0 |  | 0 | 0 |  | 0 | 0 |  |  | 0
7 | 2 | 4 | 0 | 0 | 31.7 | 2.6 | 0 | 31.7 | 0 | 0 |  | 0 | 0 |  | 0 | 0 |  |  | 0
7 | 2 | 5 | 93 | 12 | 32.2 | 3.1 | 9.367 | 31.249 | 78.796 | 21.712 |  | 0 | 0 | 0 | 0 | 0 | 0 |  | 0
7 | 2 | 6 | 307 | 84 | 32.8 | 2.6 | 63.157 | 33.137 | 527.682 | 462.06 |  | 0 | 0 | 0 | 0 | 0 | 0 |  | 0
7 | 2 | 7 | 684 | 69 | 33.9 | 3.1 | 226.669 | 38.158 | 1560.749 | 1472.871 |  | 0 | 0 | 0 | 0 | 0 | 0 |  | 524.0196
7 | 2 | 8 | 784 | 84 | 36.1 | 3.1 | 447.086 | 45.749 | 3407.278 | 3270.557 |  | 1805.8003 | 0.12734 | 0.097133 | 1533.5645 | 0.10814 | 0.08249 |  | 2399.0432
7 | 2 | 9 | 846 | 108 | 37.8 | 2.1 | 665.771 | 54.516 | 5073.567 | 4882.797 |  | 7689.8662 | 0.31265 | 0.25408 | 6423.2698 | 0.26116 | 0.21223 |  | 4399.5809
7 | 2 | 10 | 878 | 131 | 40 | 3.1 | 840.192 | 59.148 | 6341.91 | 6103.655 |  | 11100.5199 | 0.33204 | 0.27539 | 9458.323 | 0.28292 | 0.23465 |  | 6044.3567
7 | 2 | 11 | 880 | 158 | 40 | 3.1 | 948.778 | 61.8 | 7101.873 | 6832.538 |  | 13330.5857 | 0.34051 | 0.28098 | 11589.9957 | 0.29605 | 0.24429 |  | 7159.3084
7 | 2 | 12 | 897 | 173 | 41.1 | 5.2 | 1018.125 | 60.797 | 7654.983 | 7361.792 |  | 14712.4713 | 0.34265 | 0.28283 | 12795.1452 | 0.298 | 0.24597 |  | 7862.4301
7 | 2 | 13 | 910 | 155 | 42.8 | 5.2 | 977.032 | 61.867 | 7311.793 | 7033.527 |  | 14963.0108 | 0.34266 | 0.28884 | 13014.8801 | 0.29805 | 0.25123 |  | 7856.5921
7 | 2 | 14 | 886 | 153 | 42.2 | 6.2 | 880.516 | 57.795 | 6684.367 | 6432.35 |  | 13542.6778 | 0.34092 | 0.28358 | 11779.4412 | 0.29653 | 0.24666 |  | 7217.201
7 | 2 | 15 | 862 | 136 | 42.8 | 5.2 | 715.349 | 56.87 | 5408.977 | 5206.182 |  | 11093.5141 | 0.33315 | 0.27433 | 9461.7295 | 0.28415 | 0.23398 |  | 6062.3217
7 | 2 | 16 | 811 | 68 | 42.8 | 5.7 | 457.169 | 51.37 | 3418.169 | 3281.126 |  | 7624.6885 | 0.31558 | 0.27495 | 6410.7893 | 0.26534 | 0.23118 |  | 4090.7115
7 | 2 | 17 | 702 | 60 | 42.2 | 5.7 | 234.335 | 46.44 | 1576.312 | 1488.071 |  | 2261.9224 | 0.17027 | 0.13764 | 1947.3802 | 0.14659 | 0.1185 |  | 2169.7739
7 | 2 | 18 | 210 | 50 | 41.1 | 6.7 | 39.496 | 41.45 | 305.114 | 243.811 |  | 0 | 0 | 0 | 0 | 0 | 0 |  | 294.5076
7 | 2 | 19 | 1 | 9 | 37.2 | 4.6 | 7.976 | 36.576 | 65.811 | 8.963 |  | 0 | 0 | 0 | 0 | 0 | 0 |  | 0
7 | 2 | 20 | 0 | 0 | 37.2 | 3.6 | 0 | 37.2 | 0 | 0 |  | 0 | 0 |  | 0 | 0 |  |  | 0
7 | 2 | 21 | 0 | 0 | 36.1 | 1.5 | 0 | 36.1 | 0 | 0 |  | 0 | 0 |  | 0 | 0 |  |  | 0
7 | 2 | 22 | 0 | 0 | 34.4 | 2.1 | 0 | 34.4 | 0 | 0 |  | 0 | 0 |  | 0 | 0 |  |  | 0
7 | 2 | 23 | 0 | 0 | 34.4 | 2.1 | 0 | 34.4 | 0 | 0 |  | 0 | 0 |  | 0 | 0 |  |  | 0
7 | 3 | 0 | 0 | 0 | 32.2 | 4.1 | 0 | 32.2 | 0 | 0 |  | 0 | 0 |  | 0 | 0 |  |  | 0
7 | 3 | 1 | 0 | 0 | 30 | 3.1 | 0 | 30 | 0 | 0 |  | 0 | 0 |  | 0 | 0 |  |  | 0
7 | 3 | 2 | 0 | 0 | 30.6 | 2.6 | 0 | 30.6 | 0 | 0 |  | 0 | 0 |  | 0 | 0 |  |  | 0
7 | 3 | 3 | 0 | 0 | 29.4 | 2.1 | 0 | 29.4 | 0 | 0 |  | 0 | 0 |  | 0 | 0 |  |  | 0
7 | 3 | 4 | 0 | 0 | 29.4 | 2.6 | 0 | 29.4 | 0 | 0 |  | 0 | 0 |  | 0 | 0 |  |  | 0
7 | 3 | 5 | 82 | 8 | 29.4 | 0 | 5.907 | 26.847 | 50.475 | 0 |  | 0 | 0 | 0 | 0 | 0 | 0 |  | 0
7 | 3 | 6 | 459 | 47 | 31.1 | 3.1 | 35.387 | 30.708 | 298.25 | 237.077 |  | 0 | 0 | 0 | 0 | 0 | 0 |  | 0
7 | 3 | 7 | 611 | 87 | 32.8 | 4.6 | 222.681 | 36.38 | 1569.799 | 1481.71 |  | 0 | 0 | 0 | 0 | 0 | 0 |  | 545.8132
7 | 3 | 8 | 551 | 202 | 34.4 | 5.2 | 442.74 | 42.235 | 3464.871 | 3326.44 |  | 1256.1863 | 0.12621 | 0.061105 | 1066.2873 | 0.10713 | 0.051867 |  | 2508.0612
7 | 3 | 9 | 226 | 334 | 35 | 3.1 | 456.848 | 45.332 | 3632.534 | 3489.06 |  | 2053.0175 | 0.3126 | 0.085179 | 1714.6327 | 0.26108 | 0.071139 |  | 3139.0998
7 | 3 | 10 | 863 | 189 | 36.7 | 3.1 | 888.141 | 56.488 | 6776.265 | 6520.487 |  | 10910.8108 | 0.33204 | 0.25503 | 9296.6759 | 0.28292 | 0.2173 |  | 6339.8014
7 | 3 | 11 | 910 | 154 | 38.9 | 3.6 | 972.722 | 60.333 | 7323.985 | 7045.196 |  | 13789.5229 | 0.34052 | 0.28385 | 11989.2316 | 0.29607 | 0.24679 |  | 7342.6349
7 | 3 | 12 | 916 | 160 | 40 | 3.1 | 1013.323 | 63.42 | 7538.878 | 7250.78 |  | 15031.8276 | 0.34266 | 0.28759 | 13073.2385 | 0.29801 | 0.25012 |  | 7921.2431
7 | 3 | 13 | 896 | 150 | 40.6 | 4.6 | 960.616 | 60.372 | 7232.202 | 6957.34 |  | 14743.4823 | 0.34266 | 0.28965 | 12824.5162 | 0.29806 | 0.25195 |  | 7723.168
7 | 3 | 14 | 894 | 145 | 41.7 | 5.2 | 874.122 | 58.785 | 6609.697 | 6360.715 |  | 13679.808 | 0.34097 | 0.28659 | 11899.1926 | 0.29659 | 0.24929 |  | 7225.8942
7 | 3 | 15 | 856 | 132 | 42.2 | 5.2 | 708.417 | 56.12 | 5372.557 | 5171.086 |  | 11032.9132 | 0.33325 | 0.27557 | 9410.7843 | 0.28425 | 0.23505 |  | 6006.598
7 | 3 | 16 | 799 | 42 | 42.2 | 5.2 | 426.508 | 50.653 | 3190.469 | 3060.085 |  | 7528.7836 | 0.31577 | 0.28904 | 6332.4167 | 0.2656 | 0.24311 |  | 3875.4826
7 | 3 | 17 | 700 | 30 | 41.7 | 6.2 | 208.676 | 45.23 | 1379.867 | 1296.148 |  | 2295.372 | 0.17285 | 0.15453 | 1977.1745 | 0.14889 | 0.13311 |  | 1995.0365
7 | 3 | 18 | 368 | 25 | 40.6 | 6.2 | 23.469 | 40.654 | 162.482 | 103.858 |  | 0 | 0 | 0 | 0 | 0 | 0 |  | 297.014
7 | 3 | 19 | 55 | 10 | 39.4 | 4.6 | 7.741 | 38.827 | 63.352 | 6.549 |  | 0 | 0 | 0 | 0 | 0 | 0 |  | 0
7 | 3 | 20 | 0 | 0 | 37.2 | 4.1 | 0 | 37.2 | 0 | 0 |  | 0 | 0 |  | 0 | 0 |  |  | 0
7 | 3 | 21 | 0 | 0 | 36.7 | 3.1 | 0 | 36.7 | 0 | 0 |  | 0 | 0 |  | 0 | 0 |  |  | 0
7 | 3 | 22 | 0 | 0 | 35 | 3.1 | 0 | 35 | 0 | 0 |  | 0 | 0 |  | 0 | 0 |  |  | 0
7 | 3 | 23 | 0 | 0 | 35 | 4.1 | 0 | 35 | 0 | 0 |  | 0 | 0 |  | 0 | 0 |  |  | 0
7 | 4 | 0 | 0 | 0 | 33.3 | 3.6 | 0 | 33.3 | 0 | 0 |  | 0 | 0 |  | 0 | 0 |  |  | 0
7 | 4 | 1 | 0 | 0 | 33.3 | 5.2 | 0 | 33.3 | 0 | 0 |  | 0 | 0 |  | 0 | 0 |  |  | 0
7 | 4 | 2 | 0 | 0 | 31.7 | 3.1 | 0 | 31.7 | 0 | 0 |  | 0 | 0 |  | 0 | 0 |  |  | 0
7 | 4 | 3 | 0 | 0 | 29.4 | 1.5 | 0 | 29.4 | 0 | 0 |  | 0 | 0 |  | 0 | 0 |  |  | 0
7 | 4 | 4 | 0 | 0 | 30 | 0 | 0 | 30 | 0 | 0 |  | 0 | 0 |  | 0 | 0 |  |  | 0
7 | 4 | 5 | 70 | 8 | 30 | 2.1 | 5.901 | 28.726 | 50.089 | 0 |  | 0 | 0 | 0 | 0 | 0 | 0 |  | 0
7 | 4 | 6 | 450 | 45 | 30.6 | 3.1 | 33.753 | 30.152 | 285.043 | 224.121 |  | 0 | 0 | 0 | 0 | 0 | 0 |  | 0
7 | 4 | 7 | 676 | 70 | 32.2 | 2.6 | 224.956 | 36.525 | 1558.836 | 1471.003 |  | 0 | 0 | 0 | 0 | 0 | 0 |  | 516.0484
7 | 4 | 8 | 769 | 97 | 34.4 | 3.1 | 452.044 | 44.135 | 3470.383 | 3331.787 |  | 1736.6378 | 0.12518 | 0.091567 | 1473.4412 | 0.10621 | 0.07769 |  | 2430.4595
7 | 4 | 9 | 842 | 127 | 36.1 | 2.1 | 683.113 | 53.258 | 5233.072 | 5036.631 |  | 7644.9941 | 0.31256 | 0.24561 | 6384.2012 | 0.26101 | 0.2051 |  | 4500.8698
7 | 4 | 10 | 880 | 147 | 37.2 | 3.6 | 856.692 | 55.9 | 6550.339 | 6303.756 |  | 11126.5405 | 0.33204 | 0.26988 | 9480.5323 | 0.28292 | 0.22996 |  | 6162.3592
7 | 4 | 11 | 908 | 153 | 38.3 | 4.1 | 970.472 | 58.788 | 7352.188 | 7072.186 |  | 13764.574 | 0.34054 | 0.28409 | 11967.8022 | 0.29609 | 0.247 |  | 7324.2783
7 | 4 | 12 | 916 | 164 | 40 | 2.6 | 1017.476 | 64.717 | 7530.122 | 7242.407 |  | 15040.2881 | 0.34266 | 0.28646 | 13081.002 | 0.29802 | 0.24915 |  | 7951.8372
7 | 4 | 13 | 914 | 154 | 40.6 | 4.1 | 981.312 | 61.537 | 7353.706 | 7073.638 |  | 15051.1982 | 0.34266 | 0.2894 | 13092.836 | 0.29808 | 0.25174 |  | 7890.2181
7 | 4 | 14 | 889 | 149 | 41.7 | 4.6 | 874.493 | 59.775 | 6586.795 | 6338.74 |  | 13618.6288 | 0.34102 | 0.28516 | 11846.4358 | 0.29664 | 0.24805 |  | 7223.8467
7 | 4 | 15 | 859 | 135 | 41.7 | 3.6 | 714.18 | 57.793 | 5381.273 | 5179.486 |  | 11088.6538 | 0.33335 | 0.2748 | 9459.0894 | 0.28436 | 0.23441 |  | 6051.3466
7 | 4 | 16 | 789 | 67 | 41.1 | 2.1 | 447.229 | 53.28 | 3321.229 | 3187.042 |  | 7451.4123 | 0.31597 | 0.27496 | 6269.5202 | 0.26585 | 0.23134 |  | 3998.6844
7 | 4 | 17 | 693 | 50 | 41.1 | 4.6 | 226.668 | 45.705 | 1524.321 | 1437.29 |  | 2312.0456 | 0.17544 | 0.1463 | 1992.4692 | 0.15119 | 0.12607 |  | 2099.9756
7 | 4 | 18 | 358 | 47 | 40 | 3.6 | 39.292 | 40.513 | 290.217 | 229.197 |  | 0 | 0 | 0 | 0 | 0 | 0 |  | 372.2004
7 | 4 | 19 | 56 | 16 | 38.9 | 3.6 | 13.329 | 38.412 | 109.247 | 51.606 |  | 0 | 0 | 0 | 0 | 0 | 0 |  | 0
7 | 4 | 20 | 0 | 0 | 37.8 | 3.1 | 0 | 37.8 | 0 | 0 |  | 0 | 0 |  | 0 | 0 |  |  | 0
7 | 4 | 21 | 0 | 0 | 36.7 | 2.1 | 0 | 36.7 | 0 | 0 |  | 0 | 0 |  | 0 | 0 |  |  | 0
7 | 4 | 22 | 0 | 0 | 35.6 | 2.6 | 0 | 35.6 | 0 | 0 |  | 0 | 0 |  | 0 | 0 |  |  | 0
7 | 4 | 23 | 0 | 0 | 35 | 1.5 | 0 | 35 | 0 | 0 |  | 0 | 0 |  | 0 | 0 |  |  | 0
7 | 5 | 0 | 0 | 0 | 34.4 | 2.1 | 0 | 34.4 | 0 | 0 |  | 0 | 0 |  | 0 | 0 |  |  | 0
7 | 5 | 1 | 0 | 0 | 33.3 | 3.1 | 0 | 33.3 | 0 | 0 |  | 0 | 0 |  | 0 | 0 |  |  | 0
7 | 5 | 2 | 0 | 0 | 32.8 | 1.5 | 0 | 32.8 | 0 | 0 |  | 0 | 0 |  | 0 | 0 |  |  | 0
7 | 5 | 3 | 0 | 0 | 32.8 | 3.1 | 0 | 32.8 | 0 | 0 |  | 0 | 0 |  | 0 | 0 |  |  | 0
7 | 5 | 4 | 0 | 0 | 32.8 | 2.1 | 0 | 32.8 | 0 | 0 |  | 0 | 0 |  | 0 | 0 |  |  | 0
7 | 5 | 5 | 2 | 7 | 32.8 | 3.1 | 6.2 | 31.807 | 52.051 | 0 |  | 0 | 0 | 0 | 0 | 0 | 0 |  | 0
7 | 5 | 6 | 190 | 57 | 33.3 | 3.1 | 45.139 | 33.216 | 377.032 | 314.352 |  | 0 | 0 | 0 | 0 | 0 | 0 |  | 0
7 | 5 | 7 | 679 | 68 | 34.4 | 3.6 | 223.493 | 38.371 | 1534.742 | 1447.469 |  | 0 | 0 | 0 | 0 | 0 | 0 |  | 507.393
7 | 5 | 8 | 778 | 95 | 35.6 | 3.1 | 454.128 | 45.393 | 3468.624 | 3330.081 |  | 1741.7416 | 0.12424 | 0.091638 | 1477.1576 | 0.10537 | 0.077717 |  | 2437.7233
7 | 5 | 9 | 847 | 119 | 38.3 | 4.1 | 678.761 | 52.278 | 5218.768 | 5022.838 |  | 7687.3217 | 0.31253 | 0.24922 | 6418.973 | 0.26096 | 0.2081 |  | 4469.9825
7 | 5 | 10 | 889 | 136 | 40.6 | 2.1 | 854.262 | 62.302 | 6367.448 | 6128.18 |  | 11242.0233 | 0.33205 | 0.27422 | 9579.019 | 0.28293 | 0.23366 |  | 6143.3082
7 | 5 | 11 | 895 | 146 | 41.1 | 3.6 | 952.946 | 62.032 | 7126.453 | 6856.08 |  | 13573.6519 | 0.34056 | 0.28563 | 11802.0984 | 0.29612 | 0.24835 |  | 7189.8657
7 | 5 | 12 | 915 | 162 | 42.2 | 3.6 | 1015.497 | 64.554 | 7520.504 | 7233.209 |  | 15033.0486 | 0.34266 | 0.28702 | 13075.1637 | 0.29803 | 0.24964 |  | 7935.2156
7 | 5 | 13 | 901 | 156 | 42.2 | 1.5 | 972.093 | 69.522 | 7051.284 | 6784.079 |  | 14849.1071 | 0.34267 | 0.2882 | 12917.7474 | 0.2981 | 0.25071 |  | 7811.4984
7 | 5 | 14 | 866 | 157 | 42.8 | 3.6 | 870.616 | 62.257 | 6493.281 | 6248.992 |  | 13281.7504 | 0.34107 | 0.28149 | 11553.8253 | 0.2967 | 0.24487 |  | 7122.3517
7 | 5 | 15 | 848 | 140 | 42.8 | 5.2 | 712.434 | 56.802 | 5390.07 | 5187.963 |  | 10963.8813 | 0.33345 | 0.27253 | 9353.4186 | 0.28447 | 0.2325 |  | 6025.3882
7 | 5 | 16 | 795 | 71 | 42.8 | 3.6 | 454.752 | 53.217 | 3379.854 | 3243.944 |  | 7525.1854 | 0.31616 | 0.27335 | 6333.7248 | 0.2661 | 0.23007 |  | 4058.5416
7 | 5 | 17 | 699 | 51 | 42.2 | 4.6 | 229.762 | 46.91 | 1540.051 | 1452.654 |  | 2372.0768 | 0.17801 | 0.14823 | 2045.0849 | 0.15347 | 0.12779 |  | 2127.5152
7 | 5 | 18 | 361 | 33 | 41.1 | 4.1 | 28.557 | 41.399 | 200.247 | 140.921 |  | 0 | 0 | 0 | 0 | 0 | 0 |  | 326.4457
7 | 5 | 19 | 67 | 9 | 40 | 4.1 | 6.977 | 39.423 | 56.976 | 0.29 |  | 0 | 0 | 0 | 0 | 0 | 0 |  | 0
7 | 5 | 20 | 0 | 0 | 38.9 | 4.1 | 0 | 38.9 | 0 | 0 |  | 0 | 0 |  | 0 | 0 |  |  | 0
7 | 5 | 21 | 0 | 0 | 37.2 | 3.1 | 0 | 37.2 | 0 | 0 |  | 0 | 0 |  | 0 | 0 |  |  | 0
7 | 5 | 22 | 0 | 0 | 36.1 | 3.1 | 0 | 36.1 | 0 | 0 |  | 0 | 0 |  | 0 | 0 |  |  | 0
7 | 5 | 23 | 0 | 0 | 35 | 4.1 | 0 | 35 | 0 | 0 |  | 0 | 0 |  | 0 | 0 |  |  | 0
7 | 6 | 0 | 0 | 0 | 34.4 | 3.1 | 0 | 34.4 | 0 | 0 |  | 0 | 0 |  | 0 | 0 |  |  | 0
7 | 6 | 1 | 0 | 0 | 33.9 | 3.1 | 0 | 33.9 | 0 | 0 |  | 0 | 0 |  | 0 | 0 |  |  | 0
7 | 6 | 2 | 0 | 0 | 32.8 | 2.6 | 0 | 32.8 | 0 | 0 |  | 0 | 0 |  | 0 | 0 |  |  | 0
7 | 6 | 3 | 0 | 0 | 32.2 | 2.1 | 0 | 32.2 | 0 | 0 |  | 0 | 0 |  | 0 | 0 |  |  | 0
7 | 6 | 4 | 0 | 0 | 31.7 | 2.6 | 0 | 31.7 | 0 | 0 |  | 0 | 0 |  | 0 | 0 |  |  | 0
7 | 6 | 5 | 74 | 10 | 31.1 | 2.6 | 7.79 | 30 | 65.825 | 8.977 |  | 0 | 0 | 0 | 0 | 0 | 0 |  | 0
7 | 6 | 6 | 425 | 43 | 31.1 | 3.1 | 32.123 | 30.636 | 270.812 | 210.159 |  | 0 | 0 | 0 | 0 | 0 | 0 |  | 0
7 | 6 | 7 | 614 | 79 | 32.8 | 0 | 215.392 | 39.866 | 1488.344 | 1402.145 |  | 0 | 0 | 0 | 0 | 0 | 0 |  | 511.1693
7 | 6 | 8 | 635 | 127 | 35 | 4.1 | 416.315 | 43.162 | 3222.442 | 3091.134 |  | 1410.4192 | 0.12339 | 0.077933 | 1195.7146 | 0.10461 | 0.066069 |  | 2272.3123
7 | 6 | 9 | 825 | 126 | 36.1 | 4.1 | 671.077 | 49.851 | 5209.05 | 5013.469 |  | 7485.4601 | 0.3125 | 0.24488 | 6250.0057 | 0.26092 | 0.20446 |  | 4417.925
7 | 6 | 10 | 876 | 143 | 38.3 | 2.6 | 850.41 | 58.715 | 6430.505 | 6188.727 |  | 11080.164 | 0.33206 | 0.27107 | 9441.2345 | 0.28295 | 0.23098 |  | 6114.0087
7 | 6 | 11 | 881 | 165 | 38.9 | 2.1 | 967.537 | 63.682 | 7187.811 | 6914.838 |  | 13368.2274 | 0.34059 | 0.27901 | 11623.8107 | 0.29614 | 0.2426 |  | 7222.118
7 | 6 | 12 | 682 | 304 | 41.1 | 3.6 | 948.578 | 62.15 | 7094.277 | 6825.263 |  | 11212.3381 | 0.34266 | 0.23032 | 9752.4411 | 0.29804 | 0.20033 |  | 7141.5858
7 | 6 | 13 | 561 | 314 | 41.7 | 4.6 | 827.319 | 58.824 | 6268.793 | 6033.423 |  | 9253.5082 | 0.34267 | 0.21278 | 8050.4241 | 0.29812 | 0.18511 |  | 6315.5457
7 | 6 | 14 | 791 | 173 | 41.7 | 4.1 | 825.146 | 59.238 | 6229.695 | 5995.862 |  | 12146.0628 | 0.34112 | 0.27179 | 10566.2613 | 0.29675 | 0.23644 |  | 6708.8854
7 | 6 | 15 | 818 | 141 | 42.8 | 5.2 | 694.105 | 56.398 | 5260.603 | 5063.175 |  | 10592.9536 | 0.33355 | 0.2705 | 9037.7291 | 0.28458 | 0.23078 |  | 5858.508
7 | 6 | 16 | 746 | 67 | 42.8 | 4.6 | 428.077 | 51.819 | 3199.886 | 3069.23 |  | 7077.5102 | 0.31636 | 0.27337 | 5958.8634 | 0.26635 | 0.23017 |  | 3817.3342
7 | 6 | 17 | 649 | 50 | 42.2 | 6.2 | 214.014 | 45.839 | 1441.669 | 1356.542 |  | 2239.5068 | 0.18057 | 0.14903 | 1931.551 | 0.15574 | 0.12853 |  | 1996.4412
7 | 6 | 18 | 309 | 42 | 41.1 | 6.2 | 35.082 | 41.377 | 256.224 | 195.847 |  | 0 | 0 | 0 | 0 | 0 | 0 |  | 330.9086
7 | 6 | 19 | 48 | 9 | 39.4 | 4.6 | 6.958 | 38.832 | 56.943 | 0.256 |  | 0 | 0 | 0 | 0 | 0 | 0 |  | 0
7 | 6 | 20 | 0 | 0 | 38.3 | 5.2 | 0 | 38.3 | 0 | 0 |  | 0 | 0 |  | 0 | 0 |  |  | 0
7 | 6 | 21 | 0 | 0 | 37.2 | 4.6 | 0 | 37.2 | 0 | 0 |  | 0 | 0 |  | 0 | 0 |  |  | 0
7 | 6 | 22 | 0 | 0 | 36.1 | 3.6 | 0 | 36.1 | 0 | 0 |  | 0 | 0 |  | 0 | 0 |  |  | 0
7 | 6 | 23 | 0 | 0 | 36.1 | 4.6 | 0 | 36.1 | 0 | 0 |  | 0 | 0 |  | 0 | 0 |  |  | 0
7 | 7 | 0 | 0 | 0 | 35 | 4.6 | 0 | 35 | 0 | 0 |  | 0 | 0 |  | 0 | 0 |  |  | 0
7 | 7 | 1 | 0 | 0 | 34.4 | 5.7 | 0 | 34.4 | 0 | 0 |  | 0 | 0 |  | 0 | 0 |  |  | 0
7 | 7 | 2 | 0 | 0 | 34.4 | 5.2 | 0 | 34.4 | 0 | 0 |  | 0 | 0 |  | 0 | 0 |  |  | 0
7 | 7 | 3 | 0 | 0 | 32.8 | 2.6 | 0 | 32.8 | 0 | 0 |  | 0 | 0 |  | 0 | 0 |  |  | 0
7 | 7 | 4 | 0 | 0 | 32.2 | 3.1 | 0 | 32.2 | 0 | 0 |  | 0 | 0 |  | 0 | 0 |  |  | 0
7 | 7 | 5 | 28 | 10 | 31.1 | 2.1 | 8.462 | 29.938 | 71.516 | 14.565 |  | 0 | 0 | 0 | 0 | 0 | 0 |  | 0
7 | 7 | 6 | 333 | 50 | 31.7 | 2.6 | 37.705 | 31.366 | 317.041 | 255.511 |  | 0 | 0 | 0 | 0 | 0 | 0 |  | 0
7 | 7 | 7 | 574 | 99 | 33.3 | 3.1 | 223.587 | 37.413 | 1586.614 | 1498.133 |  | 0 | 0 | 0 | 0 | 0 | 0 |  | 554.2759
7 | 7 | 8 | 471 | 222 | 35 | 4.6 | 423.003 | 42.999 | 3311.867 | 3177.955 |  | 1038.7774 | 0.12264 | 0.051616 | 880.3496 | 0.10393 | 0.043743 |  | 2419.9062
7 | 7 | 9 | 608 | 207 | 35.6 | 3.1 | 604.776 | 49.167 | 4716.644 | 4538.247 |  | 5515.5382 | 0.31248 | 0.1934 | 4605.0223 | 0.2609 | 0.16148 |  | 3990.1044
7 | 7 | 10 | 797 | 229 | 36.7 | 5.2 | 877.126 | 53.25 | 6778.902 | 6523.017 |  | 10084.0263 | 0.33208 | 0.2379 | 8592.6013 | 0.28297 | 0.20271 |  | 6218.5477
7 | 7 | 11 | 546 | 400 | 38.9 | 4.1 | 890.328 | 57.833 | 6772.855 | 6517.218 |  | 8289.7627 | 0.34061 | 0.18284 | 7208.2554 | 0.29618 | 0.15899 |  | 6462.9207
7 | 7 | 12 | 397 | 358 | 38.9 | 3.1 | 733.658 | 56.241 | 5617.932 | 5407.452 |  | 6531.4309 | 0.34266 | 0.17253 | 5681.2582 | 0.29806 | 0.15008 |  | 5368.1883
7 | 7 | 13 | 806 | 263 | 40.6 | 4.6 | 1003.678 | 60.749 | 7546.208 | 7257.79 |  | 13306.4868 | 0.34267 | 0.25279 | 11577.2061 | 0.29814 | 0.21993 |  | 7822.8542
7 | 7 | 14 | 835 | 175 | 41.7 | 6.2 | 864.019 | 57.039 | 6580.241 | 6332.451 |  | 12837.5475 | 0.34118 | 0.27422 | 11168.1766 | 0.29681 | 0.23856 |  | 7037.7569
7 | 7 | 15 | 809 | 147 | 41.7 | 3.6 | 694.595 | 57.37 | 5245.134 | 5048.261 |  | 10493.4658 | 0.33365 | 0.26791 | 8953.6082 | 0.28469 | 0.2286 |  | 5850.9773
7 | 7 | 16 | 755 | 79 | 42.2 | 6.2 | 444.684 | 50.091 | 3350.445 | 3215.401 |  | 7179.2905 | 0.31655 | 0.26761 | 6046.4374 | 0.2666 | 0.22538 |  | 3942.3898
7 | 7 | 17 | 642 | 60 | 41.1 | 8.8 | 222.117 | 44.086 | 1519.611 | 1432.689 |  | 2251.9295 | 0.18311 | 0.14577 | 1942.9583 | 0.15799 | 0.12577 |  | 2042.2824
7 | 7 | 18 | 294 | 50 | 40.6 | 7.2 | 41.889 | 40.936 | 311.978 | 250.544 |  | 0 | 0 | 0 | 0 | 0 | 0 |  | 353.1344
7 | 7 | 19 | 45 | 10 | 40 | 5.2 | 7.734 | 39.515 | 63.131 | 6.332 |  | 0 | 0 | 0 | 0 | 0 | 0 |  | 0
7 | 7 | 20 | 0 | 0 | 38.3 | 3.6 | 0 | 38.3 | 0 | 0 |  | 0 | 0 |  | 0 | 0 |  |  | 0
7 | 7 | 21 | 0 | 0 | 37.8 | 4.1 | 0 | 37.8 | 0 | 0 |  | 0 | 0 |  | 0 | 0 |  |  | 0
7 | 7 | 22 | 0 | 0 | 37.2 | 4.1 | 0 | 37.2 | 0 | 0 |  | 0 | 0 |  | 0 | 0 |  |  | 0
7 | 7 | 23 | 0 | 0 | 37.2 | 3.1 | 0 | 37.2 | 0 | 0 |  | 0 | 0 |  | 0 | 0 |  |  | 0
7 | 8 | 0 | 0 | 0 | 36.1 | 3.1 | 0 | 36.1 | 0 | 0 |  | 0 | 0 |  | 0 | 0 |  |  | 0
7 | 8 | 1 | 0 | 0 | 35 | 2.6 | 0 | 35 | 0 | 0 |  | 0 | 0 |  | 0 | 0 |  |  | 0
7 | 8 | 2 | 0 | 0 | 33.9 | 3.1 | 0 | 33.9 | 0 | 0 |  | 0 | 0 |  | 0 | 0 |  |  | 0
7 | 8 | 3 | 0 | 0 | 32.2 | 4.6 | 0 | 32.2 | 0 | 0 |  | 0 | 0 |  | 0 | 0 |  |  | 0
7 | 8 | 4 | 0 | 0 | 31.7 | 4.6 | 0 | 31.7 | 0 | 0 |  | 0 | 0 |  | 0 | 0 |  |  | 0
7 | 8 | 5 | 47 | 14 | 31.1 | 4.1 | 11.696 | 30.247 | 98.739 | 41.29 |  | 0 | 0 | 0 | 0 | 0 | 0 |  | 0
7 | 8 | 6 | 386 | 67 | 31.7 | 4.6 | 50.665 | 31.711 | 425.482 | 361.865 |  | 0 | 0 | 0 | 0 | 0 | 0 |  | 0
7 | 8 | 7 | 572 | 98 | 33.3 | 4.1 | 222.038 | 37.064 | 1576.562 | 1488.315 |  | 0 | 0 | 0 | 0 | 0 | 0 |  | 547.2708
7 | 8 | 8 | 529 | 199 | 35 | 2.6 | 429.625 | 44.738 | 3331.463 | 3196.977 |  | 1159.4394 | 0.12198 | 0.058109 | 982.3168 | 0.10334 | 0.049232 |  | 2426.2557
7 | 8 | 9 | 546 | 326 | 37.2 | 2.1 | 669.028 | 53.952 | 5131.395 | 4938.579 |  | 4952.7234 | 0.31248 | 0.15024 | 4135.0475 | 0.26089 | 0.12544 |  | 4484.829
7 | 8 | 10 | 395 | 318 | 37.2 | 3.1 | 633.305 | 51.917 | 4924.112 | 4738.576 |  | 4999.661 | 0.33211 | 0.15747 | 4260.3118 | 0.283 | 0.13419 |  | 4436.5287
7 | 8 | 11 | 811 | 190 | 39.4 | 3.1 | 928.919 | 60.376 | 6993.646 | 6728.858 |  | 12321.0835 | 0.34064 | 0.26701 | 10713.9941 | 0.29621 | 0.23218 |  | 6908.5185
7 | 8 | 12 | 829 | 202 | 40.6 | 3.6 | 985.635 | 62.338 | 7365.454 | 7084.881 |  | 13648.9155 | 0.34266 | 0.27061 | 11872.8619 | 0.29808 | 0.2354 |  | 7571.4202
7 | 8 | 13 | 842 | 188 | 41.7 | 3.6 | 960.694 | 63.018 | 7157.091 | 6885.421 |  | 13913.6642 | 0.34267 | 0.27566 | 12106.3161 | 0.29816 | 0.23985 |  | 7598.9258
7 | 8 | 14 | 835 | 176 | 42.2 | 6.2 | 865.917 | 57.53 | 6582.134 | 6334.267 |  | 12853.8329 | 0.34123 | 0.27402 | 11182.6862 | 0.29687 | 0.23839 |  | 7051.1355
7 | 8 | 15 | 800 | 156 | 42.8 | 7.2 | 697.842 | 54.13 | 5338.196 | 5137.971 |  | 10393.8709 | 0.33376 | 0.26426 | 8869.3958 | 0.2848 | 0.2255 |  | 5863.2948
7 | 8 | 16 | 738 | 89 | 42.8 | 7.2 | 446.113 | 50.031 | 3366.094 | 3230.59 |  | 7033.6914 | 0.31674 | 0.26168 | 5925.5701 | 0.26684 | 0.22045 |  | 3936.3275
7 | 8 | 17 | 624 | 73 | 42.8 | 6.2 | 227.821 | 46.715 | 1557.707 | 1469.9 |  | 2224.1364 | 0.18562 | 0.14064 | 1919.591 | 0.16021 | 0.12138 |  | 2076.6275
7 | 8 | 18 | 280 | 118 | 42.2 | 5.7 | 92.579 | 43.594 | 716.614 | 647.194 |  | 0 | 0 | 0 | 0 | 0 | 0 |  | 593.074
7 | 8 | 19 | 43 | 12 | 39.4 | 6.2 | 10.115 | 39.042 | 82.711 | 25.556 |  | 0 | 0 | 0 | 0 | 0 | 0 |  | 0
7 | 8 | 20 | 0 | 0 | 38.9 | 5.2 | 0 | 38.9 | 0 | 0 |  | 0 | 0 |  | 0 | 0 |  |  | 0
7 | 8 | 21 | 0 | 0 | 38.3 | 4.1 | 0 | 38.3 | 0 | 0 |  | 0 | 0 |  | 0 | 0 |  |  | 0
7 | 8 | 22 | 0 | 0 | 36.7 | 3.1 | 0 | 36.7 | 0 | 0 |  | 0 | 0 |  | 0 | 0 |  |  | 0
7 | 8 | 23 | 0 | 0 | 36.7 | 5.2 | 0 | 36.7 | 0 | 0 |  | 0 | 0 |  | 0 | 0 |  |  | 0
7 | 9 | 0 | 0 | 0 | 35.6 | 6.2 | 0 | 35.6 | 0 | 0 |  | 0 | 0 |  | 0 | 0 |  |  | 0
7 | 9 | 1 | 0 | 0 | 33.9 | 6.2 | 0 | 33.9 | 0 | 0 |  | 0 | 0 |  | 0 | 0 |  |  | 0
7 | 9 | 2 | 0 | 0 | 33.3 | 6.2 | 0 | 33.3 | 0 | 0 |  | 0 | 0 |  | 0 | 0 |  |  | 0
7 | 9 | 3 | 0 | 0 | 32.8 | 4.6 | 0 | 32.8 | 0 | 0 |  | 0 | 0 |  | 0 | 0 |  |  | 0
7 | 9 | 4 | 0 | 0 | 32.2 | 5.2 | 0 | 32.2 | 0 | 0 |  | 0 | 0 |  | 0 | 0 |  |  | 0
7 | 9 | 5 | 11 | 5 | 31.7 | 5.2 | 4.616 | 30.834 | 38.888 | 0 |  | 0 | 0 | 0 | 0 | 0 | 0 |  | 0
7 | 9 | 6 | 268 | 83 | 32.2 | 5.2 | 63.713 | 32.467 | 533.615 | 467.876 |  | 0 | 0 | 0 | 0 | 0 | 0 |  | 0
7 | 9 | 7 | 609 | 104 | 33.9 | 5.2 | 235.895 | 37.577 | 1671.054 | 1580.585 |  | 0 | 0 | 0 | 0 | 0 | 0 |  | 578.5975
7 | 9 | 8 | 727 | 155 | 36.7 | 5.2 | 484.369 | 45.391 | 3720.044 | 3573.9 |  | 1584.8484 | 0.12141 | 0.074788 | 1342.3936 | 0.10284 | 0.063347 |  | 2650.2729
7 | 9 | 9 | 477 | 221 | 37.8 | 4.1 | 529.297 | 48.804 | 4137.795 | 3978.543 |  | 4326.9783 | 0.31248 | 0.17002 | 3612.6385 | 0.26089 | 0.14195 |  | 3507.4842
7 | 9 | 10 | 544 | 197 | 38.9 | 3.6 | 643.073 | 52.867 | 4978.437 | 4791.006 |  | 6888.8136 | 0.33214 | 0.22162 | 5870.2607 | 0.28303 | 0.18886 |  | 4516.3304
7 | 9 | 11 | 861 | 178 | 40 | 3.1 | 963.675 | 61.72 | 7216.271 | 6942.087 |  | 13089.907 | 0.34068 | 0.27403 | 11382.9397 | 0.29625 | 0.23829 |  | 7180.1074
7 | 9 | 12 | 868 | 181 | 41.1 | 3.6 | 1003.685 | 63.256 | 7472.576 | 7187.368 |  | 14302.3848 | 0.34267 | 0.27912 | 12441.9638 | 0.29809 | 0.24281 |  | 7729.1686
7 | 9 | 13 | 873 | 171 | 41.7 | 2.6 | 973.97 | 65.494 | 7183.42 | 6910.634 |  | 14439.7747 | 0.34267 | 0.28249 | 12565.0184 | 0.29818 | 0.24581 |  | 7725.3563
7 | 9 | 14 | 857 | 161 | 42.2 | 4.6 | 870.898 | 60.192 | 6550.22 | 6303.641 |  | 13209.631 | 0.34129 | 0.28012 | 11492.5453 | 0.29692 | 0.2437 |  | 7113.0157
7 | 9 | 15 | 778 | 154 | 42.8 | 5.7 | 682.035 | 55.552 | 5188.939 | 4994.076 |  | 10124.9508 | 0.33386 | 0.26359 | 8640.6806 | 0.28492 | 0.22495 |  | 5724.0591
7 | 9 | 16 | 539 | 136 | 40.6 | 10.3 | 393.418 | 45.594 | 3040.139 | 2914.055 |  | 5148.7972 | 0.31693 | 0.22017 | 4338.8503 | 0.26707 | 0.18553 |  | 3339.0518
7 | 9 | 17 | 123 | 109 | 38.3 | 5.2 | 128.683 | 40.577 | 995.473 | 920.224 |  | 445.3217 | 0.18811 | 0.055047 | 384.4533 | 0.1624 | 0.047523 |  | 966.8408
7 | 9 | 18 | 1 | 47 | 37.2 | 5.2 | 41.876 | 37.396 | 344.404 | 282.351 |  | 0 | 0 | 0 | 0 | 0 | 0 |  | 171.255
7 | 9 | 19 | 2 | 5 | 36.7 | 3.6 | 4.508 | 35.931 | 37.282 | 0 |  | 0 | 0 | 0 | 0 | 0 | 0 |  | 0
7 | 9 | 20 | 0 | 0 | 36.7 | 5.2 | 0 | 36.7 | 0 | 0 |  | 0 | 0 |  | 0 | 0 |  |  | 0
7 | 9 | 21 | 0 | 0 | 35 | 5.2 | 0 | 35 | 0 | 0 |  | 0 | 0 |  | 0 | 0 |  |  | 0
7 | 9 | 22 | 0 | 0 | 34.4 | 5.2 | 0 | 34.4 | 0 | 0 |  | 0 | 0 |  | 0 | 0 |  |  | 0
7 | 9 | 23 | 0 | 0 | 33.3 | 5.2 | 0 | 33.3 | 0 | 0 |  | 0 | 0 |  | 0 | 0 |  |  | 0
7 | 10 | 0 | 0 | 0 | 31.7 | 6.2 | 0 | 31.7 | 0 | 0 |  | 0 | 0 |  | 0 | 0 |  |  | 0
7 | 10 | 1 | 0 | 0 | 31.1 | 5.2 | 0 | 31.1 | 0 | 0 |  | 0 | 0 |  | 0 | 0 |  |  | 0
7 | 10 | 2 | 0 | 0 | 30 | 4.1 | 0 | 30 | 0 | 0 |  | 0 | 0 |  | 0 | 0 |  |  | 0
7 | 10 | 3 | 0 | 0 | 29.4 | 2.6 | 0 | 29.4 | 0 | 0 |  | 0 | 0 |  | 0 | 0 |  |  | 0
7 | 10 | 4 | 0 | 0 | 29.4 | 4.1 | 0 | 29.4 | 0 | 0 |  | 0 | 0 |  | 0 | 0 |  |  | 0
7 | 10 | 5 | 44 | 9 | 29.4 | 4.1 | 6.991 | 28.384 | 59.41 | 2.679 |  | 0 | 0 | 0 | 0 | 0 | 0 |  | 0
7 | 10 | 6 | 419 | 55 | 30.6 | 3.1 | 42.552 | 30.36 | 359.079 | 296.745 |  | 0 | 0 | 0 | 0 | 0 | 0 |  | 0
7 | 10 | 7 | 644 | 87 | 31.7 | 3.6 | 228.756 | 35.714 | 1607.642 | 1518.668 |  | 0 | 0 | 0 | 0 | 0 | 0 |  | 537.0866
7 | 10 | 8 | 756 | 119 | 32.8 | 2.6 | 464.669 | 43.356 | 3584.015 | 3442.01 |  | 1640.6351 | 0.12094 | 0.082803 | 1389.3473 | 0.10241 | 0.070121 |  | 2511.5589
7 | 10 | 9 | 812 | 134 | 35 | 3.1 | 670.872 | 50.109 | 5203.406 | 5008.026 |  | 7366.9111 | 0.31249 | 0.24067 | 6150.9108 | 0.26091 | 0.20095 |  | 4412.3327
7 | 10 | 10 | 862 | 149 | 36.1 | 2.1 | 852.441 | 57.843 | 6468.82 | 6225.511 |  | 10921.6708 | 0.33217 | 0.26833 | 9307.1376 | 0.28307 | 0.22866 |  | 6078.7294
7 | 10 | 11 | 869 | 168 | 37.8 | 3.1 | 962.197 | 59.955 | 7256.278 | 6980.389 |  | 13221.6297 | 0.34071 | 0.27761 | 11497.9135 | 0.29629 | 0.24142 |  | 7173.255
7 | 10 | 12 | 885 | 168 | 38.3 | 4.1 | 996.668 | 59.483 | 7533.441 | 7245.581 |  | 14594.7276 | 0.34267 | 0.28388 | 12697.0217 | 0.29811 | 0.24697 |  | 7775.7058
7 | 10 | 13 | 884 | 158 | 40 | 2.6 | 962.972 | 63.585 | 7157.55 | 6885.861 |  | 14636.2658 | 0.34267 | 0.28694 | 12737.0028 | 0.2982 | 0.24971 |  | 7728.2269
7 | 10 | 14 | 858 | 156 | 40.6 | 4.1 | 867.991 | 59.222 | 6553.734 | 6307.014 |  | 13242.5919 | 0.34134 | 0.28184 | 11521.5052 | 0.29698 | 0.24521 |  | 7093.9616
7 | 10 | 15 | 591 | 194 | 41.1 | 5.2 | 594.726 | 52.885 | 4577.836 | 4404.135 |  | 7704.3275 | 0.33397 | 0.23168 | 6575.501 | 0.28503 | 0.19773 |  | 4864.0417
7 | 10 | 16 | 169 | 228 | 40 | 5.2 | 288.892 | 45.648 | 2273.897 | 2168.533 |  | 1618.0423 | 0.31712 | 0.094775 | 1363.8727 | 0.2673 | 0.079888 |  | 2248.017
7 | 10 | 17 | 0 | 56 | 33.3 | 10.3 | 49.893 | 33.523 | 416.278 | 352.839 |  | 0 | 0.19056 | 0 | 0 | 0.16455 | 0 |  | 329.5927
7 | 10 | 18 | 2 | 22 | 31.7 | 6.7 | 19.559 | 31.25 | 164.302 | 105.644 |  | 0 | 0 | 0 | 0 | 0 | 0 |  | 81.344
7 | 10 | 19 | 1 | 6 | 32.2 | 6.7 | 5.311 | 31.492 | 44.634 | 0 |  | 0 | 0 | 0 | 0 | 0 | 0 |  | 0
7 | 10 | 20 | 0 | 0 | 31.7 | 3.1 | 0 | 31.7 | 0 | 0 |  | 0 | 0 |  | 0 | 0 |  |  | 0
7 | 10 | 21 | 0 | 0 | 32.2 | 3.1 | 0 | 32.2 | 0 | 0 |  | 0 | 0 |  | 0 | 0 |  |  | 0
7 | 10 | 22 | 0 | 0 | 31.7 | 5.2 | 0 | 31.7 | 0 | 0 |  | 0 | 0 |  | 0 | 0 |  |  | 0
7 | 10 | 23 | 0 | 0 | 29.4 | 5.2 | 0 | 29.4 | 0 | 0 |  | 0 | 0 |  | 0 | 0 |  |  | 0
7 | 11 | 0 | 0 | 0 | 28.9 | 4.6 | 0 | 28.9 | 0 | 0 |  | 0 | 0 |  | 0 | 0 |  |  | 0
7 | 11 | 1 | 0 | 0 | 28.9 | 5.2 | 0 | 28.9 | 0 | 0 |  | 0 | 0 |  | 0 | 0 |  |  | 0
7 | 11 | 2 | 0 | 0 | 28.3 | 5.2 | 0 | 28.3 | 0 | 0 |  | 0 | 0 |  | 0 | 0 |  |  | 0
7 | 11 | 3 | 0 | 0 | 27.2 | 4.1 | 0 | 27.2 | 0 | 0 |  | 0 | 0 |  | 0 | 0 |  |  | 0
7 | 11 | 4 | 0 | 0 | 27.2 | 4.1 | 0 | 27.2 | 0 | 0 |  | 0 | 0 |  | 0 | 0 |  |  | 0
7 | 11 | 5 | 38 | 10 | 27.2 | 4.1 | 8.466 | 26.149 | 72.514 | 15.545 |  | 0 | 0 | 0 | 0 | 0 | 0 |  | 0
7 | 11 | 6 | 386 | 50 | 27.8 | 3.1 | 38.159 | 27.367 | 325.451 | 263.761 |  | 0 | 0 | 0 | 0 | 0 | 0 |  | 0
7 | 11 | 7 | 591 | 78 | 29.4 | 4.1 | 208.184 | 32.756 | 1476.447 | 1390.521 |  | 0 | 0 | 0 | 0 | 0 | 0 |  | 484.8057
7 | 11 | 8 | 706 | 106 | 31.1 | 2.6 | 430.975 | 40.794 | 3354.96 | 3219.783 |  | 1526.5575 | 0.12056 | 0.083749 | 1292.5187 | 0.10207 | 0.07091 |  | 2314.7227
7 | 11 | 9 | 792 | 129 | 32.8 | 0 | 653.24 | 57.191 | 4928.931 | 4743.227 |  | 7187.3061 | 0.31252 | 0.24142 | 6001.2987 | 0.26095 | 0.20158 |  | 4293.4801
7 | 11 | 10 | 809 | 160 | 35 | 3.1 | 820.536 | 53.766 | 6327.649 | 6089.958 |  | 10256.537 | 0.33221 | 0.26116 | 8740.6518 | 0.28311 | 0.22256 |  | 5841.0561
7 | 11 | 11 | 840 | 177 | 35.6 | 4.1 | 945.191 | 55.568 | 7252.894 | 6977.149 |  | 12790.9377 | 0.34075 | 0.27313 | 11123.8023 | 0.29634 | 0.23753 |  | 7035.5724
7 | 11 | 12 | 860 | 191 | 36.1 | 6.7 | 1007.389 | 52.905 | 7814.067 | 7513.82 |  | 14194.94 | 0.34267 | 0.27589 | 12350.0025 | 0.29813 | 0.24003 |  | 7747.0974
7 | 11 | 13 | 863 | 174 | 36.7 | 6.2 | 969.722 | 53.739 | 7495.169 | 7208.978 |  | 14303.2646 | 0.34267 | 0.28114 | 12448.2503 | 0.29823 | 0.24468 |  | 7683.3557
7 | 11 | 14 | 852 | 165 | 37.8 | 7.2 | 872.638 | 51.849 | 6782.378 | 6526.349 |  | 13167.7725 | 0.3414 | 0.27879 | 11456.6527 | 0.29703 | 0.24256 |  | 7119.0149
7 | 11 | 15 | 815 | 146 | 38.3 | 3.6 | 701.497 | 54.14 | 5366.276 | 5165.034 |  | 10642.5468 | 0.33407 | 0.26928 | 9084.0511 | 0.28515 | 0.22985 |  | 5909.2473
7 | 11 | 16 | 744 | 94 | 38.3 | 3.6 | 456.153 | 48.671 | 3463.448 | 3325.059 |  | 7139.3203 | 0.3173 | 0.26022 | 6019.3403 | 0.26752 | 0.2194 |  | 4015.8074
7 | 11 | 17 | 657 | 68 | 38.3 | 5.2 | 235.779 | 42.692 | 1633.525 | 1543.942 |  | 2451.2421 | 0.19296 | 0.15063 | 2117.1569 | 0.16666 | 0.1301 |  | 2150.8023
7 | 11 | 18 | 297 | 66 | 37.8 | 3.6 | 55.044 | 38.591 | 417.435 | 353.974 |  | 0 | 0 | 0 | 0 | 0 | 0 |  | 421.6448
7 | 11 | 19 | 54 | 6 | 36.7 | 2.6 | 4.319 | 35.882 | 35.726 | 0 |  | 0 | 0 | 0 | 0 | 0 | 0 |  | 0
7 | 11 | 20 | 0 | 0 | 36.1 | 3.1 | 0 | 36.1 | 0 | 0 |  | 0 | 0 |  | 0 | 0 |  |  | 0
7 | 11 | 21 | 0 | 0 | 35 | 2.1 | 0 | 35 | 0 | 0 |  | 0 | 0 |  | 0 | 0 |  |  | 0
7 | 11 | 22 | 0 | 0 | 34.4 | 4.6 | 0 | 34.4 | 0 | 0 |  | 0 | 0 |  | 0 | 0 |  |  | 0
7 | 11 | 23 | 0 | 0 | 33.3 | 4.1 | 0 | 33.3 | 0 | 0 |  | 0 | 0 |  | 0 | 0 |  |  | 0
7 | 12 | 0 | 0 | 0 | 32.8 | 5.2 | 0 | 32.8 | 0 | 0 |  | 0 | 0 |  | 0 | 0 |  |  | 0
7 | 12 | 1 | 0 | 0 | 31.7 | 2.1 | 0 | 31.7 | 0 | 0 |  | 0 | 0 |  | 0 | 0 |  |  | 0
7 | 12 | 2 | 0 | 0 | 30 | 2.6 | 0 | 30 | 0 | 0 |  | 0 | 0 |  | 0 | 0 |  |  | 0
7 | 12 | 3 | 0 | 0 | 29.4 | 2.1 | 0 | 29.4 | 0 | 0 |  | 0 | 0 |  | 0 | 0 |  |  | 0
7 | 12 | 4 | 0 | 0 | 29.4 | 0 | 0 | 29.4 | 0 | 0 |  | 0 | 0 |  | 0 | 0 |  |  | 0
7 | 12 | 5 | 69 | 4 | 29.4 | 0 | 3.081 | 26.674 | 26.342 | 0 |  | 0 | 0 | 0 | 0 | 0 | 0 |  | 0
7 | 12 | 6 | 504 | 28 | 30.6 | 2.1 | 22.504 | 29.773 | 190.298 | 131.157 |  | 0 | 0 | 0 | 0 | 0 | 0 |  | 0
7 | 12 | 7 | 697 | 48 | 32.2 | 0 | 210.18 | 38.957 | 1413.154 | 1328.679 |  | 0 | 0 | 0 | 0 | 0 | 0 |  | 432.5251
7 | 12 | 8 | 779 | 74 | 33.9 | 2.1 | 435.082 | 44.344 | 3328.812 | 3194.404 |  | 1679.7733 | 0.12027 | 0.094095 | 1422.059 | 0.10182 | 0.079659 |  | 2305.8736
7 | 12 | 9 | 853 | 101 | 35.6 | 1.5 | 664.914 | 53.779 | 5081.3 | 4890.256 |  | 7743.732 | 0.31255 | 0.25745 | 6466.4425 | 0.26099 | 0.21498 |  | 4381.1645
7 | 12 | 10 | 895 | 125 | 37.2 | 4.1 | 852.035 | 55.023 | 6537.28 | 6291.223 |  | 11354.8051 | 0.33225 | 0.27873 | 9676.9979 | 0.28316 | 0.23754 |  | 6120.9087
7 | 12 | 11 | 830 | 209 | 38.9 | 2.1 | 966.624 | 63.665 | 7182.23 | 6909.495 |  | 12649.8316 | 0.34079 | 0.26304 | 11001.5265 | 0.29638 | 0.22876 |  | 7183.8033
7 | 12 | 12 | 844 | 232 | 38.9 | 2.1 | 1030.692 | 65.409 | 7607.235 | 7316.144 |  | 13943.6939 | 0.34267 | 0.26373 | 12132.2453 | 0.29815 | 0.22947 |  | 7906.4203
7 | 12 | 13 | 897 | 187 | 41.1 | 3.6 | 1014.177 | 63.589 | 7538.427 | 7250.349 |  | 14882.5405 | 0.34267 | 0.27949 | 12953.5319 | 0.29825 | 0.24326 |  | 8034.4033
7 | 12 | 14 | 903 | 155 | 40 | 3.6 | 906.303 | 60.295 | 6814.021 | 6556.69 |  | 13975.1881 | 0.34145 | 0.28482 | 12159.36 | 0.29709 | 0.24782 |  | 7420.5376
7 | 12 | 15 | 898 | 126 | 41.1 | 4.6 | 736.87 | 56.427 | 5584.391 | 5375.155 |  | 11746.5574 | 0.33418 | 0.28125 | 10027.3307 | 0.28527 | 0.24009 |  | 6287.985
7 | 12 | 16 | 862 | 73 | 41.1 | 4.6 | 494.814 | 51.465 | 3707.734 | 3561.967 |  | 8290.2025 | 0.31748 | 0.27685 | 6991.3049 | 0.26774 | 0.23347 |  | 4427.8674
7 | 12 | 17 | 735 | 44 | 40 | 3.6 | 236.687 | 45.321 | 1593.692 | 1505.044 |  | 2781.968 | 0.19532 | 0.16807 | 2403.2251 | 0.16873 | 0.14519 |  | 2223.0653
7 | 12 | 18 | 365 | 51 | 39.4 | 3.1 | 45.084 | 40.09 | 325.149 | 263.464 |  | 0 | 0 | 0 | 0 | 0 | 0 |  | 410.3762
7 | 12 | 19 | 81 | 2 | 38.3 | 2.6 | 1.971 | 37.473 | 16.208 | 0 |  | 0 | 0 | 0 | 0 | 0 | 0 |  | 0
7 | 12 | 20 | 0 | 0 | 36.7 | 2.6 | 0 | 36.7 | 0 | 0 |  | 0 | 0 |  | 0 | 0 |  |  | 0
7 | 12 | 21 | 0 | 0 | 35.6 | 2.6 | 0 | 35.6 | 0 | 0 |  | 0 | 0 |  | 0 | 0 |  |  | 0
7 | 12 | 22 | 0 | 0 | 33.9 | 0 | 0 | 33.9 | 0 | 0 |  | 0 | 0 |  | 0 | 0 |  |  | 0
7 | 12 | 23 | 0 | 0 | 31.7 | 1.5 | 0 | 31.7 | 0 | 0 |  | 0 | 0 |  | 0 | 0 |  |  | 0
7 | 13 | 0 | 0 | 0 | 31.1 | 1.5 | 0 | 31.1 | 0 | 0 |  | 0 | 0 |  | 0 | 0 |  |  | 0
7 | 13 | 1 | 0 | 0 | 30.6 | 0 | 0 | 30.6 | 0 | 0 |  | 0 | 0 |  | 0 | 0 |  |  | 0
7 | 13 | 2 | 0 | 0 | 29.4 | 2.6 | 0 | 29.4 | 0 | 0 |  | 0 | 0 |  | 0 | 0 |  |  | 0
7 | 13 | 3 | 0 | 0 | 29.4 | 3.1 | 0 | 29.4 | 0 | 0 |  | 0 | 0 |  | 0 | 0 |  |  | 0
7 | 13 | 4 | 0 | 0 | 28.3 | 2.6 | 0 | 28.3 | 0 | 0 |  | 0 | 0 |  | 0 | 0 |  |  | 0
7 | 13 | 5 | 57 | 6 | 26.7 | 0 | 4.379 | 23.829 | 37.811 | 0 |  | 0 | 0 | 0 | 0 | 0 | 0 |  | 0
7 | 13 | 6 | 397 | 39 | 28.9 | 2.1 | 29.111 | 28.183 | 247.567 | 187.353 |  | 0 | 0 | 0 | 0 | 0 | 0 |  | 0
7 | 13 | 7 | 649 | 65 | 31.1 | 3.1 | 212.057 | 34.872 | 1471.255 | 1385.449 |  | 0 | 0 | 0 | 0 | 0 | 0 |  | 463.849
7 | 13 | 8 | 748 | 102 | 34.4 | 3.6 | 446.782 | 43.552 | 3439.2 | 3301.533 |  | 1609.9441 | 0.12008 | 0.085806 | 1362.8235 | 0.10165 | 0.072635 |  | 2391.5177
7 | 13 | 9 | 843 | 119 | 37.2 | 3.1 | 677.917 | 52.418 | 5210.15 | 5014.53 |  | 7656.6386 | 0.31259 | 0.24906 | 6394.4051 | 0.26106 | 0.208 |  | 4454.806
7 | 13 | 10 | 852 | 160 | 38.9 | 2.1 | 856.623 | 60.691 | 6427.929 | 6186.254 |  | 10817.6891 | 0.3323 | 0.26414 | 9219.6656 | 0.28321 | 0.22512 |  | 6101.7441
7 | 13 | 11 | 868 | 207 | 41.7 | 2.1 | 1000.21 | 67.152 | 7326.912 | 7047.997 |  | 13241.4381 | 0.34083 | 0.26633 | 11516.5135 | 0.29643 | 0.23164 |  | 7440.6718
7 | 13 | 12 | 328 | 449 | 41.7 | 3.1 | 750.968 | 59.61 | 5674.805 | 5462.208 |  | 5424.0901 | 0.34267 | 0.13766 | 4719.7863 | 0.29817 | 0.11979 |  | 5471.3319
7 | 13 | 13 | 108 | 481 | 42.2 | 3.1 | 551.449 | 55.322 | 4238.494 | 4075.993 |  | 1793.8327 | 0.34267 | 0.058838 | 1561.4665 | 0.29828 | 0.051217 |  | 4030.1389
7 | 13 | 14 | 126 | 474 | 41.7 | 3.1 | 552.147 | 54.418 | 4257.098 | 4093.993 |  | 1952.7507 | 0.34151 | 0.063809 | 1699.0485 | 0.29714 | 0.055519 |  | 4053.954
7 | 13 | 15 | 227 | 356 | 41.7 | 2.6 | 485.035 | 53.592 | 3739.74 | 3592.991 |  | 2974.4787 | 0.33429 | 0.10782 | 2539.3773 | 0.28539 | 0.092047 |  | 3741.0039
7 | 13 | 16 | 203 | 312 | 42.2 | 2.1 | 379.635 | 52.152 | 2918.691 | 2796.025 |  | 1956.6792 | 0.31766 | 0.08681 | 1650.4671 | 0.26795 | 0.073225 |  | 2953.6541
7 | 13 | 17 | 334 | 133 | 41.1 | 3.1 | 205.679 | 45.802 | 1505.545 | 1418.948 |  | 1281.9103 | 0.19763 | 0.095176 | 1107.5432 | 0.17075 | 0.08223 |  | 1679.2083
7 | 13 | 18 | 138 | 62 | 40.6 | 2.1 | 51.785 | 41.584 | 403.233 | 340.047 |  | 0 | 0 | 0 | 0 | 0 | 0 |  | 312.9355
7 | 13 | 19 | 15 | 6 | 39.4 | 0 | 5.141 | 38.201 | 42.171 | 0 |  | 0 | 0 | 0 | 0 | 0 | 0 |  | 0
7 | 13 | 20 | 0 | 0 | 38.3 | 1.5 | 0 | 38.3 | 0 | 0 |  | 0 | 0 |  | 0 | 0 |  |  | 0
7 | 13 | 21 | 0 | 0 | 36.1 | 2.6 | 0 | 36.1 | 0 | 0 |  | 0 | 0 |  | 0 | 0 |  |  | 0
7 | 13 | 22 | 0 | 0 | 35.6 | 2.6 | 0 | 35.6 | 0 | 0 |  | 0 | 0 |  | 0 | 0 |  |  | 0
7 | 13 | 23 | 0 | 0 | 33.9 | 2.6 | 0 | 33.9 | 0 | 0 |  | 0 | 0 |  | 0 | 0 |  |  | 0
7 | 14 | 0 | 0 | 0 | 32.8 | 2.6 | 0 | 32.8 | 0 | 0 |  | 0 | 0 |  | 0 | 0 |  |  | 0
7 | 14 | 1 | 0 | 0 | 31.7 | 2.1 | 0 | 31.7 | 0 | 0 |  | 0 | 0 |  | 0 | 0 |  |  | 0
7 | 14 | 2 | 0 | 0 | 31.1 | 2.6 | 0 | 31.1 | 0 | 0 |  | 0 | 0 |  | 0 | 0 |  |  | 0
7 | 14 | 3 | 0 | 0 | 30 | 2.1 | 0 | 30 | 0 | 0 |  | 0 | 0 |  | 0 | 0 |  |  | 0
7 | 14 | 4 | 0 | 0 | 29.4 | 0 | 0 | 29.4 | 0 | 0 |  | 0 | 0 |  | 0 | 0 |  |  | 0
7 | 14 | 5 | 3 | 8 | 29.4 | 2.1 | 7.222 | 28.128 | 61.431 | 4.664 |  | 0 | 0 | 0 | 0 | 0 | 0 |  | 0
7 | 14 | 6 | 276 | 73 | 31.1 | 3.1 | 55.18 | 31.174 | 464.297 | 399.923 |  | 0 | 0 | 0 | 0 | 0 | 0 |  | 0
7 | 14 | 7 | 648 | 74 | 32.8 | 3.1 | 217.648 | 36.804 | 1507.386 | 1420.747 |  | 0 | 0 | 0 | 0 | 0 | 0 |  | 489.4965
7 | 14 | 8 | 787 | 81 | 35 | 3.1 | 444.842 | 44.565 | 3402.699 | 3266.114 |  | 1692.2938 | 0.11998 | 0.092186 | 1432.469 | 0.10156 | 0.078032 |  | 2364.4537
7 | 14 | 9 | 849 | 113 | 36.7 | 2.1 | 674.319 | 53.623 | 5157.702 | 4963.951 |  | 7715.7242 | 0.31264 | 0.25205 | 6444.6062 | 0.26113 | 0.21053 |  | 4444.3251
7 | 14 | 10 | 884 | 129 | 38.9 | 2.1 | 848.103 | 60.484 | 6368.5 | 6129.189 |  | 11233.6022 | 0.33236 | 0.27688 | 9574.612 | 0.28327 | 0.23599 |  | 6089.7939
7 | 14 | 11 | 900 | 148 | 40.6 | 4.1 | 965.725 | 60.947 | 7254.181 | 6978.381 |  | 13743.3131 | 0.34088 | 0.2858 | 11953.5013 | 0.29648 | 0.24858 |  | 7276.3116
7 | 14 | 12 | 904 | 165 | 42.2 | 2.1 | 1016.022 | 68.253 | 7411.891 | 7129.313 |  | 14964.2855 | 0.34267 | 0.28595 | 13022.2403 | 0.2982 | 0.24884 |  | 7924.5051
7 | 14 | 13 | 886 | 162 | 42.8 | 4.1 | 972.602 | 63.533 | 7231.048 | 6956.235 |  | 14732.5556 | 0.34267 | 0.28608 | 12825.3686 | 0.29831 | 0.24904 |  | 7799.3242
7 | 14 | 14 | 862 | 160 | 43.3 | 4.1 | 879.421 | 62.139 | 6563.855 | 6316.727 |  | 13378.2094 | 0.34156 | 0.28125 | 11640.2181 | 0.29719 | 0.24471 |  | 7179.5255
7 | 14 | 15 | 826 | 142 | 43.3 | 3.6 | 708.156 | 59.276 | 5309.577 | 5110.386 |  | 10842.2406 | 0.3344 | 0.27188 | 9257.1648 | 0.28551 | 0.23214 |  | 5972.0201
7 | 14 | 16 | 771 | 98 | 43.3 | 2.6 | 475.51 | 55.354 | 3520.795 | 3380.693 |  | 7447.9043 | 0.31783 | 0.26061 | 6283.6008 | 0.26815 | 0.21987 |  | 4185.737
7 | 14 | 17 | 680 | 54 | 42.8 | 3.6 | 230.389 | 48.027 | 1550.543 | 1462.903 |  | 2645.2255 | 0.19988 | 0.16462 | 2285.6639 | 0.17271 | 0.14224 |  | 2145.5898
7 | 14 | 18 | 287 | 75 | 42.2 | 3.1 | 62.421 | 43.388 | 467.838 | 403.394 |  | 0 | 0 | 0 | 0 | 0 | 0 |  | 454.5232
7 | 14 | 19 | 61 | 4 | 41.1 | 3.6 | 2.854 | 40.528 | 23.207 | 0 |  | 0 | 0 | 0 | 0 | 0 | 0 |  | 0
7 | 14 | 20 | 0 | 0 | 38.9 | 3.6 | 0 | 38.9 | 0 | 0 |  | 0 | 0 |  | 0 | 0 |  |  | 0
7 | 14 | 21 | 0 | 0 | 37.2 | 4.6 | 0 | 37.2 | 0 | 0 |  | 0 | 0 |  | 0 | 0 |  |  | 0
7 | 14 | 22 | 0 | 0 | 36.1 | 4.1 | 0 | 36.1 | 0 | 0 |  | 0 | 0 |  | 0 | 0 |  |  | 0
7 | 14 | 23 | 0 | 0 | 35 | 4.1 | 0 | 35 | 0 | 0 |  | 0 | 0 |  | 0 | 0 |  |  | 0
7 | 15 | 0 | 0 | 0 | 33.9 | 2.6 | 0 | 33.9 | 0 | 0 |  | 0 | 0 |  | 0 | 0 |  |  | 0
7 | 15 | 1 | 0 | 0 | 32.8 | 3.1 | 0 | 32.8 | 0 | 0 |  | 0 | 0 |  | 0 | 0 |  |  | 0
7 | 15 | 2 | 0 | 0 | 32.2 | 2.1 | 0 | 32.2 | 0 | 0 |  | 0 | 0 |  | 0 | 0 |  |  | 0
7 | 15 | 3 | 0 | 0 | 31.1 | 1.5 | 0 | 31.1 | 0 | 0 |  | 0 | 0 |  | 0 | 0 |  |  | 0
7 | 15 | 4 | 0 | 0 | 30.6 | 2.1 | 0 | 30.6 | 0 | 0 |  | 0 | 0 |  | 0 | 0 |  |  | 0
7 | 15 | 5 | 59 | 4 | 30 | 0 | 2.878 | 27.335 | 24.547 | 0 |  | 0 | 0 | 0 | 0 | 0 | 0 |  | 0
7 | 15 | 6 | 513 | 31 | 30 | 2.6 | 25.157 | 29.276 | 213.11 | 153.543 |  | 0 | 0 | 0 | 0 | 0 | 0 |  | 0
7 | 15 | 7 | 691 | 55 | 32.2 | 3.1 | 212.417 | 35.998 | 1449.375 | 1364.072 |  | 0 | 0 | 0 | 0 | 0 | 0 |  | 446.4008
7 | 15 | 8 | 772 | 85 | 35 | 2.1 | 441.969 | 45.632 | 3369.275 | 3233.677 |  | 1660.0084 | 0.11998 | 0.090718 | 1405.1392 | 0.10156 | 0.07679 |  | 2351.2755
7 | 15 | 9 | 701 | 247 | 36.7 | 2.6 | 704.638 | 53.327 | 5409.221 | 5206.417 |  | 6375.2126 | 0.3127 | 0.19113 | 5325.7746 | 0.26123 | 0.15967 |  | 4660.9424
7 | 15 | 10 | 839 | 156 | 38.9 | 1.5 | 843.671 | 62.332 | 6289.418 | 6053.236 |  | 10671.7089 | 0.33241 | 0.26485 | 9096.185 | 0.28334 | 0.22575 |  | 6006.0938
7 | 15 | 11 | 871 | 164 | 40 | 2.1 | 964.528 | 64.661 | 7137.699 | 6866.851 |  | 13314.4975 | 0.34092 | 0.27934 | 11581.0058 | 0.29654 | 0.24297 |  | 7186.0848
7 | 15 | 12 | 877 | 182 | 42.2 | 3.6 | 1019.264 | 64.65 | 7546.201 | 7257.784 |  | 14532.42 | 0.34267 | 0.27966 | 12647.4816 | 0.29822 | 0.24339 |  | 7841.2392
7 | 15 | 13 | 838 | 185 | 43.3 | 2.6 | 961.588 | 66.818 | 7054.465 | 6787.127 |  | 13950.3984 | 0.34266 | 0.27666 | 12145.6443 | 0.29833 | 0.24087 |  | 7596.4329
7 | 15 | 14 | 826 | 179 | 42.8 | 4.6 | 868.634 | 60.726 | 6520.841 | 6275.445 |  | 12837.8504 | 0.34162 | 0.27328 | 11170.1169 | 0.29724 | 0.23778 |  | 7058.6663
7 | 15 | 15 | 807 | 154 | 43.9 | 3.1 | 707.486 | 60.609 | 5277.86 | 5079.811 |  | 10611.2999 | 0.33451 | 0.26657 | 9060.8957 | 0.28563 | 0.22762 |  | 5943.3451
7 | 15 | 16 | 742 | 118 | 42.8 | 4.1 | 479.81 | 53.259 | 3588.62 | 3446.476 |  | 7183.3795 | 0.31801 | 0.24956 | 6061.552 | 0.26834 | 0.21059 |  | 4188.2091
7 | 15 | 17 | 623 | 68 | 42.8 | 4.6 | 229.002 | 47.554 | 1565.504 | 1477.515 |  | 2455.1342 | 0.20207 | 0.15618 | 2121.5734 | 0.17462 | 0.13496 |  | 2079.7923
7 | 15 | 18 | 233 | 88 | 41.7 | 5.2 | 72.688 | 42.789 | 557.542 | 491.328 |  | 0 | 0 | 0 | 0 | 0 | 0 |  | 470.6334
7 | 15 | 19 | 46 | 6 | 40.6 | 4.6 | 4.641 | 40.099 | 37.807 | 0 |  | 0 | 0 | 0 | 0 | 0 | 0 |  | 0
7 | 15 | 20 | 0 | 0 | 38.9 | 4.1 | 0 | 38.9 | 0 | 0 |  | 0 | 0 |  | 0 | 0 |  |  | 0
7 | 15 | 21 | 0 | 0 | 37.8 | 4.6 | 0 | 37.8 | 0 | 0 |  | 0 | 0 |  | 0 | 0 |  |  | 0
7 | 15 | 22 | 0 | 0 | 36.7 | 4.1 | 0 | 36.7 | 0 | 0 |  | 0 | 0 |  | 0 | 0 |  |  | 0
7 | 15 | 23 | 0 | 0 | 35.6 | 4.1 | 0 | 35.6 | 0 | 0 |  | 0 | 0 |  | 0 | 0 |  |  | 0
7 | 16 | 0 | 0 | 0 | 34.4 | 4.1 | 0 | 34.4 | 0 | 0 |  | 0 | 0 |  | 0 | 0 |  |  | 0
7 | 16 | 1 | 0 | 0 | 33.3 | 3.6 | 0 | 33.3 | 0 | 0 |  | 0 | 0 |  | 0 | 0 |  |  | 0
7 | 16 | 2 | 0 | 0 | 32.8 | 4.1 | 0 | 32.8 | 0 | 0 |  | 0 | 0 |  | 0 | 0 |  |  | 0
7 | 16 | 3 | 0 | 0 | 31.1 | 2.1 | 0 | 31.1 | 0 | 0 |  | 0 | 0 |  | 0 | 0 |  |  | 0
7 | 16 | 4 | 0 | 0 | 30.6 | 2.6 | 0 | 30.6 | 0 | 0 |  | 0 | 0 |  | 0 | 0 |  |  | 0
7 | 16 | 5 | 49 | 5 | 30 | 3.1 | 3.621 | 28.82 | 30.726 | 0 |  | 0 | 0 | 0 | 0 | 0 | 0 |  | 0
7 | 16 | 6 | 439 | 41 | 30 | 2.6 | 31.044 | 29.424 | 262.842 | 202.341 |  | 0 | 0 | 0 | 0 | 0 | 0 |  | 0
7 | 16 | 7 | 678 | 63 | 32.8 | 0 | 216.815 | 39.906 | 1470.234 | 1384.452 |  | 0 | 0 | 0 | 0 | 0 | 0 |  | 464.4808
7 | 16 | 8 | 778 | 87 | 35.6 | 1 | 446.893 | 48.512 | 3370.445 | 3234.812 |  | 1674.4365 | 0.12007 | 0.090447 | 1417.4134 | 0.10164 | 0.076564 |  | 2377.5813
7 | 16 | 9 | 825 | 120 | 36.7 | 2.1 | 668.415 | 53.487 | 5116.75 | 4924.452 |  | 7509.0936 | 0.31277 | 0.24776 | 6274.1459 | 0.26133 | 0.20701 |  | 4389.0422
7 | 16 | 10 | 862 | 148 | 38.9 | 3.1 | 855.465 | 58.393 | 6478.372 | 6234.68 |  | 10975.3295 | 0.33248 | 0.26913 | 9355.5148 | 0.28341 | 0.22941 |  | 6093.9552
7 | 16 | 11 | 895 | 159 | 40.6 | 3.1 | 972.979 | 62.928 | 7250.956 | 6975.293 |  | 13696.5431 | 0.34097 | 0.28231 | 11913.7936 | 0.29659 | 0.24556 |  | 7326.8385
7 | 16 | 12 | 897 | 180 | 42.2 | 6.7 | 1037.493 | 59.625 | 7838.078 | 7536.759 |  | 14879.8074 | 0.34267 | 0.28142 | 12950.9554 | 0.29825 | 0.24494 |  | 7986.3889
7 | 16 | 13 | 886 | 175 | 43.3 | 6.7 | 997.469 | 60.172 | 7517.108 | 7229.96 |  | 14766.7842 | 0.34266 | 0.28245 | 12857.6884 | 0.29836 | 0.24593 |  | 7902.0456
7 | 16 | 14 | 868 | 168 | 44.4 | 5.7 | 894.271 | 61.077 | 6703.726 | 6450.919 |  | 13510.1328 | 0.34167 | 0.27936 | 11755.075 | 0.29729 | 0.24307 |  | 7291.664
7 | 16 | 15 | 838 | 146 | 44.4 | 5.7 | 722.147 | 57.926 | 5444.491 | 5240.4 |  | 11038.1435 | 0.33461 | 0.27152 | 9426.3425 | 0.28575 | 0.23187 |  | 6087.1252
7 | 16 | 16 | 769 | 108 | 44.4 | 6.7 | 485.632 | 52.68 | 3637.7 | 3494.07 |  | 7460.7795 | 0.31817 | 0.25622 | 6296.7025 | 0.26853 | 0.21624 |  | 4254.6578
7 | 16 | 17 | 508 | 167 | 44.4 | 6.2 | 281.686 | 49.334 | 2015.272 | 1916.45 |  | 2027.0774 | 0.2042 | 0.10843 | 1751.7559 | 0.17646 | 0.093704 |  | 2358.6744
7 | 16 | 18 | 144 | 114 | 43.3 | 5.7 | 88.635 | 44.735 | 691.677 | 622.765 |  | 0 | 0 | 0 | 0 | 0 | 0 |  | 512.5885
7 | 16 | 19 | 10 | 13 | 41.1 | 4.1 | 11.763 | 40.784 | 95.573 | 38.182 |  | 0 | 0 | 0 | 0 | 0 | 0 |  | 0
7 | 16 | 20 | 0 | 0 | 39.4 | 2.6 | 0 | 39.4 | 0 | 0 |  | 0 | 0 |  | 0 | 0 |  |  | 0
7 | 16 | 21 | 0 | 0 | 38.3 | 3.6 | 0 | 38.3 | 0 | 0 |  | 0 | 0 |  | 0 | 0 |  |  | 0
7 | 16 | 22 | 0 | 0 | 38.3 | 3.6 | 0 | 38.3 | 0 | 0 |  | 0 | 0 |  | 0 | 0 |  |  | 0
7 | 16 | 23 | 0 | 0 | 37.2 | 1.5 | 0 | 37.2 | 0 | 0 |  | 0 | 0 |  | 0 | 0 |  |  | 0
7 | 17 | 0 | 0 | 0 | 36.7 | 4.1 | 0 | 36.7 | 0 | 0 |  | 0 | 0 |  | 0 | 0 |  |  | 0
7 | 17 | 1 | 0 | 0 | 35 | 4.6 | 0 | 35 | 0 | 0 |  | 0 | 0 |  | 0 | 0 |  |  | 0
7 | 17 | 2 | 0 | 0 | 34.4 | 3.1 | 0 | 34.4 | 0 | 0 |  | 0 | 0 |  | 0 | 0 |  |  | 0
7 | 17 | 3 | 0 | 0 | 33.9 | 4.1 | 0 | 33.9 | 0 | 0 |  | 0 | 0 |  | 0 | 0 |  |  | 0
7 | 17 | 4 | 0 | 0 | 33.9 | 3.1 | 0 | 33.9 | 0 | 0 |  | 0 | 0 |  | 0 | 0 |  |  | 0
7 | 17 | 5 | 2 | 8 | 32.8 | 2.6 | 7.091 | 31.765 | 59.542 | 2.808 |  | 0 | 0 | 0 | 0 | 0 | 0 |  | 0
7 | 17 | 6 | 3 | 62 | 33.3 | 5.2 | 52.838 | 33.395 | 441.054 | 377.134 |  | 0 | 0 | 0 | 0 | 0 | 0 |  | 0
7 | 17 | 7 | 40 | 123 | 31.7 | 3.1 | 117.088 | 33.346 | 959.592 | 885.108 |  | 0 | 0 | 0 | 0 | 0 | 0 |  | 394.5038
7 | 17 | 8 | 198 | 266 | 34.4 | 2.1 | 331.269 | 41.99 | 2638.709 | 2523.729 |  | 426.9316 | 0.12026 | 0.024375 | 361.4301 | 0.10181 | 0.020636 |  | 2008.3698
7 | 17 | 9 | 790 | 208 | 36.1 | 5.7 | 729.427 | 48.837 | 5692.882 | 5479.61 |  | 7197.2535 | 0.31285 | 0.21215 | 6014.8288 | 0.26145 | 0.1773 |  | 4805.0349
7 | 17 | 10 | 850 | 183 | 37.8 | 6.2 | 879.645 | 53.003 | 6804.72 | 6547.772 |  | 10834.2842 | 0.33254 | 0.25681 | 9235.8471 | 0.28348 | 0.21892 |  | 6259.3082
7 | 17 | 11 | 517 | 334 | 37.8 | 3.6 | 809.969 | 55.901 | 6208.92 | 5975.9 |  | 7921.0502 | 0.34103 | 0.19432 | 6890.3152 | 0.29665 | 0.16904 |  | 5850.9319
7 | 17 | 12 | 227 | 466 | 38.3 | 4.6 | 665.668 | 52.093 | 5181.115 | 4986.531 |  | 3769.7486 | 0.34267 | 0.10629 | 3281.3844 | 0.29828 | 0.092522 |  | 4830.8737
7 | 17 | 13 | 308 | 493 | 40 | 3.6 | 765.717 | 56.769 | 5851.188 | 5631.955 |  | 5139.5286 | 0.34266 | 0.12572 | 4475.5227 | 0.29839 | 0.10948 |  | 5636.1173
7 | 17 | 14 | 178 | 461 | 40.6 | 4.1 | 585.103 | 53.255 | 4530.955 | 4358.824 |  | 2774.5509 | 0.34173 | 0.085842 | 2414.1096 | 0.29733 | 0.07469 |  | 4342.4929
7 | 17 | 15 | 485 | 289 | 41.7 | 5.2 | 612.755 | 53.42 | 4716.097 | 4537.718 |  | 6399.565 | 0.33472 | 0.18662 | 5465.6695 | 0.28587 | 0.15939 |  | 4883.9638
7 | 17 | 16 | 719 | 92 | 42.2 | 4.1 | 446.545 | 51.812 | 3354.573 | 3219.407 |  | 6990.4673 | 0.31834 | 0.26094 | 5900.6888 | 0.26871 | 0.22026 |  | 3925.9886
7 | 17 | 17 | 492 | 77 | 42.8 | 4.1 | 201.373 | 47.137 | 1401.709 | 1317.494 |  | 1986.8862 | 0.20625 | 0.14529 | 1717.0576 | 0.17824 | 0.12556 |  | 1787.3745
7 | 17 | 18 | 43 | 34 | 41.1 | 2.1 | 30.478 | 41.553 | 241.413 | 181.315 |  | 0 | 0 | 0 | 0 | 0 | 0 |  | 153.3394
7 | 17 | 19 | 34 | 10 | 40.6 | 1.5 | 8.472 | 39.908 | 69.061 | 12.154 |  | 0 | 0 | 0 | 0 | 0 | 0 |  | 0
7 | 17 | 20 | 0 | 0 | 40 | 0 | 0 | 40 | 0 | 0 |  | 0 | 0 |  | 0 | 0 |  |  | 0
7 | 17 | 21 | 0 | 0 | 38.9 | 4.1 | 0 | 38.9 | 0 | 0 |  | 0 | 0 |  | 0 | 0 |  |  | 0
7 | 17 | 22 | 0 | 0 | 36.7 | 4.1 | 0 | 36.7 | 0 | 0 |  | 0 | 0 |  | 0 | 0 |  |  | 0
7 | 17 | 23 | 0 | 0 | 35.6 | 4.1 | 0 | 35.6 | 0 | 0 |  | 0 | 0 |  | 0 | 0 |  |  | 0
7 | 18 | 0 | 0 | 0 | 34.4 | 6.2 | 0 | 34.4 | 0 | 0 |  | 0 | 0 |  | 0 | 0 |  |  | 0
7 | 18 | 1 | 0 | 0 | 33.3 | 4.1 | 0 | 33.3 | 0 | 0 |  | 0 | 0 |  | 0 | 0 |  |  | 0
7 | 18 | 2 | 0 | 0 | 30.6 | 5.7 | 0 | 30.6 | 0 | 0 |  | 0 | 0 |  | 0 | 0 |  |  | 0
7 | 18 | 3 | 0 | 0 | 30.6 | 5.2 | 0 | 30.6 | 0 | 0 |  | 0 | 0 |  | 0 | 0 |  |  | 0
7 | 18 | 4 | 0 | 0 | 30 | 4.1 | 0 | 30 | 0 | 0 |  | 0 | 0 |  | 0 | 0 |  |  | 0
7 | 18 | 5 | 2 | 5 | 30 | 4.1 | 4.508 | 28.957 | 38.23 | 0 |  | 0 | 0 | 0 | 0 | 0 | 0 |  | 0
7 | 18 | 6 | 3 | 44 | 30.6 | 3.1 | 38.982 | 30.271 | 329.059 | 267.3 |  | 0 | 0 | 0 | 0 | 0 | 0 |  | 0
7 | 18 | 7 | 7 | 124 | 30.6 | 3.1 | 110.415 | 32.024 | 923.069 | 849.359 |  | 0 | 0 | 0 | 0 | 0 | 0 |  | 384.0198
7 | 18 | 8 | 25 | 227 | 31.7 | 0 | 213.035 | 39.299 | 1735.216 | 1643.22 |  | 54.0566 | 0.12056 | 0.0043714 | 45.7691 | 0.10207 | 0.0037012 |  | 1366.6351
7 | 18 | 9 | 28 | 336 | 32.8 | 5.7 | 320.815 | 37.999 | 2631.389 | 2516.608 |  | 255.3601 | 0.31294 | 0.013836 | 213.4563 | 0.26159 | 0.011566 |  | 2286.7444
7 | 18 | 10 | 175 | 501 | 33.3 | 4.1 | 616.274 | 45.756 | 4910.992 | 4725.912 |  | 2233.1744 | 0.33262 | 0.067638 | 1903.8252 | 0.28356 | 0.057663 |  | 4358.09
7 | 18 | 11 | 167 | 611 | 35.6 | 3.6 | 738.237 | 51.729 | 5753.794 | 5538.239 |  | 2561.7415 | 0.34108 | 0.06471 | 2228.4776 | 0.29671 | 0.056291 |  | 5246.3166
7 | 18 | 12 | 11 | 504 | 35.6 | 5.2 | 474.748 | 44.835 | 3799.346 | 3650.76 |  | 182.8839 | 0.34267 | 0.0067751 | 159.2069 | 0.2983 | 0.0058979 |  | 3449.2684
7 | 18 | 13 | 170 | 640 | 37.2 | 6.2 | 771.046 | 50.247 | 6044.061 | 5817.448 |  | 2840.2199 | 0.34266 | 0.067804 | 2473.5233 | 0.29842 | 0.05905 |  | 5569.5134
7 | 18 | 14 | 406 | 432 | 37.8 | 5.2 | 755.35 | 52.356 | 5866.526 | 5646.71 |  | 6337.7601 | 0.34178 | 0.15374 | 5514.3804 | 0.29737 | 0.13377 |  | 5776.1324
7 | 18 | 15 | 763 | 199 | 37.8 | 6.7 | 723.856 | 49.826 | 5637.641 | 5426.429 |  | 10085.2932 | 0.33482 | 0.2486 | 8614.4653 | 0.28599 | 0.21234 |  | 5994.7719
7 | 18 | 16 | 706 | 119 | 37.2 | 7.7 | 465.405 | 44.302 | 3605.93 | 3463.262 |  | 6878.389 | 0.3185 | 0.24703 | 5806.903 | 0.26888 | 0.20855 |  | 4046.7775
7 | 18 | 17 | 577 | 58 | 36.7 | 6.2 | 208.83 | 40.134 | 1465.267 | 1379.599 |  | 2357.0205 | 0.20824 | 0.16409 | 2036.9145 | 0.17996 | 0.14181 |  | 1909.2325
7 | 18 | 18 | 152 | 88 | 36.1 | 5.2 | 72.726 | 36.968 | 579.101 | 512.458 |  | 0 | 0 | 0 | 0 | 0 | 0 |  | 423.7832
7 | 18 | 19 | 10 | 15 | 35 | 4.1 | 13.479 | 34.448 | 112.088 | 54.394 |  | 0 | 0 | 0 | 0 | 0 | 0 |  | 0
7 | 18 | 20 | 0 | 0 | 33.9 | 4.6 | 0 | 33.9 | 0 | 0 |  | 0 | 0 |  | 0 | 0 |  |  | 0
7 | 18 | 21 | 0 | 0 | 33.3 | 4.1 | 0 | 33.3 | 0 | 0 |  | 0 | 0 |  | 0 | 0 |  |  | 0
7 | 18 | 22 | 0 | 0 | 31.7 | 6.2 | 0 | 31.7 | 0 | 0 |  | 0 | 0 |  | 0 | 0 |  |  | 0
7 | 18 | 23 | 0 | 0 | 30.6 | 6.2 | 0 | 30.6 | 0 | 0 |  | 0 | 0 |  | 0 | 0 |  |  | 0
7 | 19 | 0 | 0 | 0 | 29.4 | 4.6 | 0 | 29.4 | 0 | 0 |  | 0 | 0 |  | 0 | 0 |  |  | 0
7 | 19 | 1 | 0 | 0 | 28.9 | 4.6 | 0 | 28.9 | 0 | 0 |  | 0 | 0 |  | 0 | 0 |  |  | 0
7 | 19 | 2 | 0 | 0 | 27.8 | 4.6 | 0 | 27.8 | 0 | 0 |  | 0 | 0 |  | 0 | 0 |  |  | 0
7 | 19 | 3 | 0 | 0 | 27.8 | 4.1 | 0 | 27.8 | 0 | 0 |  | 0 | 0 |  | 0 | 0 |  |  | 0
7 | 19 | 4 | 0 | 0 | 27.2 | 4.1 | 0 | 27.2 | 0 | 0 |  | 0 | 0 |  | 0 | 0 |  |  | 0
7 | 19 | 5 | 34 | 17 | 27.8 | 2.1 | 14.441 | 26.682 | 123.462 | 65.559 |  | 0 | 0 | 0 | 0 | 0 | 0 |  | 0
7 | 19 | 6 | 192 | 102 | 28.3 | 3.1 | 75.217 | 28.771 | 638.326 | 570.495 |  | 0 | 0 | 0 | 0 | 0 | 0 |  | 0
7 | 19 | 7 | 406 | 156 | 31.1 | 1.5 | 230.776 | 36.397 | 1725.261 | 1633.504 |  | 0 | 0 | 0 | 0 | 0 | 0 |  | 639.6959
7 | 19 | 8 | 622 | 157 | 32.8 | 2.1 | 439.809 | 43.41 | 3411.481 | 3274.636 |  | 1349.9859 | 0.12095 | 0.069572 | 1143.2214 | 0.10242 | 0.058916 |  | 2406.5243
7 | 19 | 9 | 684 | 207 | 33.9 | 2.6 | 659.752 | 49.515 | 5138.318 | 4945.256 |  | 6245.3288 | 0.31304 | 0.20265 | 5221.806 | 0.26174 | 0.16944 |  | 4339.3961
7 | 19 | 10 | 573 | 289 | 34.4 | 3.6 | 757.087 | 51.016 | 5905.518 | 5684.218 |  | 7321.0669 | 0.3327 | 0.19692 | 6241.7757 | 0.28365 | 0.16789 |  | 5323.619
7 | 19 | 11 | 597 | 334 | 36.1 | 4.1 | 884.902 | 54.751 | 6813.858 | 6556.534 |  | 9169.4094 | 0.34113 | 0.20645 | 7976.8275 | 0.29677 | 0.1796 |  | 6421.0476
7 | 19 | 12 | 789 | 194 | 36.7 | 2.6 | 951.695 | 59.882 | 7182.849 | 6910.086 |  | 13133.181 | 0.34266 | 0.27072 | 11434.0391 | 0.29833 | 0.2357 |  | 7283.9014
7 | 19 | 13 | 625 | 303 | 38.9 | 4.1 | 887.075 | 57.897 | 6747.022 | 6492.444 |  | 10454.9747 | 0.34265 | 0.22523 | 9106.0534 | 0.29844 | 0.19617 |  | 6791.2205
7 | 19 | 14 | 105 | 611 | 38.3 | 1.5 | 661.878 | 57.748 | 5037.854 | 4848.34 |  | 1641.4948 | 0.34183 | 0.04451 | 1428.2205 | 0.29741 | 0.038727 |  | 4825.7386
7 | 19 | 15 | 522 | 355 | 40 | 3.6 | 698.493 | 55.373 | 5337.458 | 5137.259 |  | 6911.7369 | 0.33493 | 0.17599 | 5904.3903 | 0.28612 | 0.15034 |  | 5558.0706
7 | 19 | 16 | 732 | 88 | 40 | 2.6 | 450.505 | 51.429 | 3389.139 | 3252.955 |  | 7146.3106 | 0.31865 | 0.26422 | 6033.8581 | 0.26905 | 0.22309 |  | 3972.5272
7 | 19 | 17 | 633 | 23 | 39.4 | 3.6 | 192.38 | 43.664 | 1291.706 | 1209.975 |  | 2614.245 | 0.21014 | 0.19155 | 2259.1409 | 0.1816 | 0.16553 |  | 1858.362
7 | 19 | 18 | 194 | 90 | 38.3 | 3.1 | 73.655 | 39.498 | 575.471 | 508.9 |  | 0 | 0 | 0 | 0 | 0 | 0 |  | 459.1393
7 | 19 | 19 | 37 | 7 | 37.8 | 3.1 | 5.412 | 37.138 | 44.57 | 0 |  | 0 | 0 | 0 | 0 | 0 | 0 |  | 0
7 | 19 | 20 | 0 | 0 | 34.4 | 5.2 | 0 | 34.4 | 0 | 0 |  | 0 | 0 |  | 0 | 0 |  |  | 0
7 | 19 | 21 | 0 | 0 | 31.1 | 2.1 | 0 | 31.1 | 0 | 0 |  | 0 | 0 |  | 0 | 0 |  |  | 0
7 | 19 | 22 | 0 | 0 | 32.2 | 2.1 | 0 | 32.2 | 0 | 0 |  | 0 | 0 |  | 0 | 0 |  |  | 0
7 | 19 | 23 | 0 | 0 | 33.9 | 3.6 | 0 | 33.9 | 0 | 0 |  | 0 | 0 |  | 0 | 0 |  |  | 0
7 | 20 | 0 | 0 | 0 | 32.8 | 3.1 | 0 | 32.8 | 0 | 0 |  | 0 | 0 |  | 0 | 0 |  |  | 0
7 | 20 | 1 | 0 | 0 | 29.4 | 5.2 | 0 | 29.4 | 0 | 0 |  | 0 | 0 |  | 0 | 0 |  |  | 0
7 | 20 | 2 | 0 | 0 | 28.3 | 5.2 | 0 | 28.3 | 0 | 0 |  | 0 | 0 |  | 0 | 0 |  |  | 0
7 | 20 | 3 | 0 | 0 | 27.8 | 6.2 | 0 | 27.8 | 0 | 0 |  | 0 | 0 |  | 0 | 0 |  |  | 0
7 | 20 | 4 | 0 | 0 | 27.2 | 4.1 | 0 | 27.2 | 0 | 0 |  | 0 | 0 |  | 0 | 0 |  |  | 0
7 | 20 | 5 | 0 | 6 | 27.8 | 3.1 | 5.503 | 26.589 | 47.064 | 0 |  | 0 | 0 | 0 | 0 | 0 | 0 |  | 0
7 | 20 | 6 | 5 | 57 | 28.9 | 2.6 | 48.96 | 28.734 | 415.555 | 352.131 |  | 0 | 0 | 0 | 0 | 0 | 0 |  | 0
7 | 20 | 7 | 48 | 168 | 30.6 | 3.1 | 155.785 | 33.103 | 1280.191 | 1198.717 |  | 0 | 0 | 0 | 0 | 0 | 0 |  | 534.6828
7 | 20 | 8 | 5 | 206 | 31.7 | 2.1 | 185.431 | 35.629 | 1534.331 | 1447.068 |  | 10.9033 | 0.12144 | 0.00099986 | 9.2354 | 0.10287 | 0.00084691 |  | 1197.9529
7 | 20 | 9 | 356 | 385 | 33.3 | 3.1 | 598.303 | 46.202 | 4737.994 | 4558.869 |  | 3254.6339 | 0.31315 | 0.10634 | 2721.9902 | 0.2619 | 0.088937 |  | 4046.259
7 | 20 | 10 | 365 | 393 | 35.6 | 2.6 | 678.395 | 52.006 | 5274.849 | 5076.908 |  | 4669.5942 | 0.33278 | 0.13471 | 3981.4723 | 0.28374 | 0.11486 |  | 4777.3213
7 | 20 | 11 | 420 | 419 | 37.8 | 3.1 | 802.788 | 56.199 | 6147.419 | 5916.801 |  | 6459.2987 | 0.34119 | 0.15782 | 5619.3891 | 0.29683 | 0.1373 |  | 5748.1
7 | 20 | 12 | 663 | 311 | 39.4 | 0 | 950.708 | 73.77 | 6778.532 | 6522.662 |  | 11049.1784 | 0.34266 | 0.22748 | 9620.6396 | 0.29836 | 0.19807 |  | 7115.1774
7 | 20 | 13 | 738 | 272 | 39.4 | 3.1 | 964.236 | 61.759 | 7221.631 | 6947.219 |  | 12360.8427 | 0.34265 | 0.24548 | 10767.0693 | 0.29847 | 0.21383 |  | 7453.4269
7 | 20 | 14 | 684 | 260 | 41.7 | 4.6 | 836.224 | 59.019 | 6323.189 | 6085.674 |  | 10709.0083 | 0.34188 | 0.23811 | 9317.4727 | 0.29745 | 0.20717 |  | 6623.8378
7 | 20 | 15 | 727 | 200 | 41.7 | 5.7 | 702.081 | 54.736 | 5366.504 | 5165.253 |  | 9642.7321 | 0.33503 | 0.24548 | 8238.2933 | 0.28624 | 0.20972 |  | 5794.4066
7 | 20 | 16 | 440 | 211 | 42.2 | 2.1 | 416.982 | 53.63 | 3151.386 | 3022.128 |  | 4304.2268 | 0.3188 | 0.17512 | 3634.6115 | 0.26921 | 0.14788 |  | 3416.7906
7 | 20 | 17 | 32 | 93 | 26.1 | 5.7 | 91.45 | 27.287 | 766.524 | 696.08 |  | 133.5428 | 0.21197 | 0.024225 | 115.3974 | 0.18317 | 0.020934 |  | 637.8748
7 | 20 | 18 | 3 | 35 | 27.8 | 3.1 | 31.187 | 27.407 | 265.523 | 204.971 |  | 0 | 0 | 0 | 0 | 0 | 0 |  | 132.5244
7 | 20 | 19 | 0 | 8 | 27.8 | 3.1 | 7.087 | 26.689 | 60.588 | 3.836 |  | 0 | 0 | 0 | 0 | 0 | 0 |  | 0
7 | 20 | 20 | 0 | 0 | 28.3 | 2.6 | 0 | 28.3 | 0 | 0 |  | 0 | 0 |  | 0 | 0 |  |  | 0
7 | 20 | 21 | 0 | 0 | 28.9 | 1.5 | 0 | 28.9 | 0 | 0 |  | 0 | 0 |  | 0 | 0 |  |  | 0
7 | 20 | 22 | 0 | 0 | 28.9 | 1.5 | 0 | 28.9 | 0 | 0 |  | 0 | 0 |  | 0 | 0 |  |  | 0
7 | 20 | 23 | 0 | 0 | 28.9 | 3.1 | 0 | 28.9 | 0 | 0 |  | 0 | 0 |  | 0 | 0 |  |  | 0
7 | 21 | 0 | 0 | 0 | 28.9 | 0 | 0 | 28.9 | 0 | 0 |  | 0 | 0 |  | 0 | 0 |  |  | 0
7 | 21 | 1 | 0 | 0 | 28.9 | 2.6 | 0 | 28.9 | 0 | 0 |  | 0 | 0 |  | 0 | 0 |  |  | 0
7 | 21 | 2 | 0 | 0 | 28.9 | 2.1 | 0 | 28.9 | 0 | 0 |  | 0 | 0 |  | 0 | 0 |  |  | 0
7 | 21 | 3 | 0 | 0 | 28.9 | 3.1 | 0 | 28.9 | 0 | 0 |  | 0 | 0 |  | 0 | 0 |  |  | 0
7 | 21 | 4 | 0 | 0 | 28.9 | 2.6 | 0 | 28.9 | 0 | 0 |  | 0 | 0 |  | 0 | 0 |  |  | 0
7 | 21 | 5 | 5 | 11 | 28.3 | 3.1 | 10.089 | 27.218 | 86.092 | 28.874 |  | 0 | 0 | 0 | 0 | 0 | 0 |  | 0
7 | 21 | 6 | 32 | 69 | 28.3 | 3.1 | 56.214 | 28.313 | 477.838 | 413.199 |  | 0 | 0 | 0 | 0 | 0 | 0 |  | 0
7 | 21 | 7 | 398 | 143 | 30.6 | 2.1 | 218.314 | 35.047 | 1633.967 | 1544.374 |  | 0 | 0 | 0 | 0 | 0 | 0 |  | 595.791
7 | 21 | 8 | 540 | 198 | 32.8 | 2.6 | 436.736 | 42.671 | 3413.29 | 3276.391 |  | 1184.2653 | 0.12204 | 0.058922 | 1003.3791 | 0.1034 | 0.049922 |  | 2447.2936
7 | 21 | 9 | 728 | 139 | 35 | 2.6 | 625.571 | 49.815 | 4861.272 | 4677.914 |  | 6664.7654 | 0.31327 | 0.23326 | 5575.6754 | 0.26208 | 0.19514 |  | 4102.1126
7 | 21 | 10 | 680 | 189 | 36.7 | 3.6 | 753.682 | 53.161 | 5828.271 | 5609.905 |  | 8711.4919 | 0.33286 | 0.24136 | 7428.2965 | 0.28383 | 0.20581 |  | 5307.5348
7 | 21 | 11 | 815 | 178 | 37.8 | 0 | 933.176 | 71.589 | 6711.934 | 6458.792 |  | 12551.1282 | 0.34125 | 0.27211 | 10919.437 | 0.29689 | 0.23674 |  | 6925.8317
7 | 21 | 12 | 723 | 227 | 39.4 | 3.1 | 930.123 | 61.005 | 6988.894 | 6724.305 |  | 12063.9915 | 0.34266 | 0.256 | 10505.3336 | 0.29839 | 0.22293 |  | 7017.0535
7 | 21 | 13 | 731 | 232 | 40.6 | 2.6 | 921.132 | 63.108 | 6861.378 | 6602.092 |  | 12259.3098 | 0.34265 | 0.25562 | 10679.6286 | 0.2985 | 0.22269 |  | 7140.1295
7 | 21 | 14 | 608 | 242 | 40.6 | 2.6 | 757.174 | 59.468 | 5715.568 | 5501.447 |  | 9533.2567 | 0.34192 | 0.23489 | 8294.3362 | 0.29749 | 0.20436 |  | 5966.5377
7 | 21 | 15 | 723 | 169 | 41.7 | 1.5 | 671.06 | 60.926 | 5003.985 | 4815.661 |  | 9606.1233 | 0.33513 | 0.25592 | 8207.9716 | 0.28636 | 0.21867 |  | 5570.8488
7 | 21 | 16 | 679 | 149 | 41.7 | 4.6 | 482.359 | 51.722 | 3643.635 | 3499.823 |  | 6655.2697 | 0.31895 | 0.23198 | 5620.471 | 0.26936 | 0.19591 |  | 4132.9261
7 | 21 | 17 | 341 | 139 | 42.2 | 4.1 | 214.419 | 46.851 | 1567.755 | 1479.714 |  | 1437.2225 | 0.21372 | 0.1025 | 1241.8528 | 0.18467 | 0.088563 |  | 1755.2804
7 | 21 | 18 | 376 | 67 | 41.1 | 3.1 | 59.34 | 42.135 | 429.08 | 365.393 |  | 0 | 0 | 0 | 0 | 0 | 0 |  | 492.5499
7 | 21 | 19 | 20 | 21 | 39.4 | 4.1 | 18.027 | 39.089 | 147.384 | 89.04 |  | 0 | 0 | 0 | 0 | 0 | 0 |  | 0
7 | 21 | 20 | 0 | 0 | 37.8 | 6.2 | 0 | 37.8 | 0 | 0 |  | 0 | 0 |  | 0 | 0 |  |  | 0
7 | 21 | 21 | 0 | 0 | 36.7 | 3.6 | 0 | 36.7 | 0 | 0 |  | 0 | 0 |  | 0 | 0 |  |  | 0
7 | 21 | 22 | 0 | 0 | 35 | 2.1 | 0 | 35 | 0 | 0 |  | 0 | 0 |  | 0 | 0 |  |  | 0
7 | 21 | 23 | 0 | 0 | 34.4 | 2.1 | 0 | 34.4 | 0 | 0 |  | 0 | 0 |  | 0 | 0 |  |  | 0
7 | 22 | 0 | 0 | 0 | 33.3 | 4.6 | 0 | 33.3 | 0 | 0 |  | 0 | 0 |  | 0 | 0 |  |  | 0
7 | 22 | 1 | 0 | 0 | 32.2 | 3.1 | 0 | 32.2 | 0 | 0 |  | 0 | 0 |  | 0 | 0 |  |  | 0
7 | 22 | 2 | 0 | 0 | 31.7 | 4.1 | 0 | 31.7 | 0 | 0 |  | 0 | 0 |  | 0 | 0 |  |  | 0
7 | 22 | 3 | 0 | 0 | 30.6 | 4.1 | 0 | 30.6 | 0 | 0 |  | 0 | 0 |  | 0 | 0 |  |  | 0
7 | 22 | 4 | 0 | 0 | 30 | 3.1 | 0 | 30 | 0 | 0 |  | 0 | 0 |  | 0 | 0 |  |  | 0
7 | 22 | 5 | 16 | 6 | 30 | 4.6 | 5.503 | 29.05 | 46.656 | 0 |  | 0 | 0 | 0 | 0 | 0 | 0 |  | 0
7 | 22 | 6 | 428 | 49 | 31.1 | 4.1 | 38.333 | 30.813 | 322.961 | 261.318 |  | 0 | 0 | 0 | 0 | 0 | 0 |  | 0
7 | 22 | 7 | 663 | 67 | 32.2 | 3.6 | 217.634 | 35.972 | 1505.148 | 1418.561 |  | 0 | 0 | 0 | 0 | 0 | 0 |  | 467.0052
7 | 22 | 8 | 778 | 89 | 35 | 2.1 | 451.029 | 45.871 | 3438.751 | 3301.097 |  | 1717.6152 | 0.12275 | 0.09202 | 1455.7265 | 0.10403 | 0.07799 |  | 2398.1797
7 | 22 | 9 | 830 | 121 | 36.7 | 3.1 | 676.645 | 51.9 | 5213.432 | 5017.694 |  | 7609.9344 | 0.3134 | 0.24841 | 6368.4025 | 0.26227 | 0.20788 |  | 4440.0737
7 | 22 | 10 | 873 | 137 | 38.9 | 2.1 | 853.358 | 60.612 | 6406.199 | 6165.39 |  | 11200.1914 | 0.33296 | 0.27431 | 9551.1488 | 0.28393 | 0.23392 |  | 6120.7212
7 | 22 | 11 | 897 | 151 | 40.6 | 4.1 | 974.288 | 61.123 | 7314.148 | 7035.781 |  | 13833.3019 | 0.34131 | 0.28547 | 12035.2672 | 0.29695 | 0.24837 |  | 7331.1377
7 | 22 | 12 | 906 | 161 | 41.7 | 4.1 | 1024.182 | 63.383 | 7622.085 | 7330.341 |  | 15136.6342 | 0.34266 | 0.28762 | 13182.361 | 0.29842 | 0.25049 |  | 7977.5195
7 | 22 | 13 | 889 | 157 | 42.2 | 3.1 | 980.625 | 64.986 | 7248.646 | 6973.082 |  | 14928.4551 | 0.34264 | 0.28813 | 13005.9932 | 0.29852 | 0.25103 |  | 7856.5973
7 | 22 | 14 | 863 | 149 | 42.8 | 3.1 | 878.997 | 63.363 | 6529.771 | 6284.017 |  | 13551.7012 | 0.34197 | 0.28559 | 11790.2793 | 0.29752 | 0.24847 |  | 7179.8809
7 | 22 | 15 | 825 | 138 | 42.8 | 4.6 | 711.678 | 57.602 | 5374.429 | 5172.89 |  | 10979.9925 | 0.33523 | 0.27451 | 9382.9962 | 0.28648 | 0.23459 |  | 6000.4657
7 | 22 | 16 | 629 | 185 | 42.2 | 0 | 491.112 | 62.864 | 3560.781 | 3419.477 |  | 6177.0427 | 0.31909 | 0.21248 | 5217.0702 | 0.2695 | 0.17946 |  | 4138.3675
7 | 22 | 17 | 276 | 186 | 42.2 | 3.1 | 236.934 | 47.875 | 1765.601 | 1672.878 |  | 1174.214 | 0.21538 | 0.077166 | 1014.5115 | 0.18609 | 0.066671 |  | 1858.1247
7 | 22 | 18 | 6 | 82 | 41.1 | 3.1 | 68.517 | 42.394 | 552.562 | 486.447 |  | 0 | 0 | 0 | 0 | 0 | 0 |  | 310.7612
7 | 22 | 19 | 18 | 5 | 40.6 | 2.6 | 4.304 | 40.003 | 35.069 | 0 |  | 0 | 0 | 0 | 0 | 0 | 0 |  | 0
7 | 22 | 20 | 0 | 0 | 39.4 | 0 | 0 | 39.4 | 0 | 0 |  | 0 | 0 |  | 0 | 0 |  |  | 0
7 | 22 | 21 | 0 | 0 | 38.3 | 2.1 | 0 | 38.3 | 0 | 0 |  | 0 | 0 |  | 0 | 0 |  |  | 0
7 | 22 | 22 | 0 | 0 | 37.2 | 4.1 | 0 | 37.2 | 0 | 0 |  | 0 | 0 |  | 0 | 0 |  |  | 0
7 | 22 | 23 | 0 | 0 | 36.7 | 4.6 | 0 | 36.7 | 0 | 0 |  | 0 | 0 |  | 0 | 0 |  |  | 0
7 | 23 | 0 | 0 | 0 | 35 | 2.6 | 0 | 35 | 0 | 0 |  | 0 | 0 |  | 0 | 0 |  |  | 0
7 | 23 | 1 | 0 | 0 | 34.4 | 4.1 | 0 | 34.4 | 0 | 0 |  | 0 | 0 |  | 0 | 0 |  |  | 0
7 | 23 | 2 | 0 | 0 | 33.9 | 3.1 | 0 | 33.9 | 0 | 0 |  | 0 | 0 |  | 0 | 0 |  |  | 0
7 | 23 | 3 | 0 | 0 | 32.8 | 2.1 | 0 | 32.8 | 0 | 0 |  | 0 | 0 |  | 0 | 0 |  |  | 0
7 | 23 | 4 | 0 | 0 | 32.2 | 1.5 | 0 | 32.2 | 0 | 0 |  | 0 | 0 |  | 0 | 0 |  |  | 0
7 | 23 | 5 | 21 | 5 | 31.7 | 0 | 4.586 | 29.253 | 38.852 | 0 |  | 0 | 0 | 0 | 0 | 0 | 0 |  | 0
7 | 23 | 6 | 369 | 50 | 32.2 | 4.1 | 39.155 | 31.964 | 328.525 | 266.776 |  | 0 | 0 | 0 | 0 | 0 | 0 |  | 0
7 | 23 | 7 | 611 | 82 | 33.3 | 3.1 | 217.177 | 37.269 | 1517.372 | 1430.502 |  | 0 | 0 | 0 | 0 | 0 | 0 |  | 492.6975
7 | 23 | 8 | 723 | 117 | 35 | 3.1 | 451.396 | 44.711 | 3468.198 | 3329.668 |  | 1608.4214 | 0.12356 | 0.083948 | 1363.6784 | 0.10476 | 0.071174 |  | 2428.7434
7 | 23 | 9 | 789 | 148 | 36.7 | 2.6 | 676.065 | 52.699 | 5195.96 | 5000.847 |  | 7245.6386 | 0.31354 | 0.23464 | 6065.569 | 0.26247 | 0.19643 |  | 4438.0092
7 | 23 | 10 | 826 | 168 | 39.4 | 3.6 | 851.801 | 57.963 | 6463.359 | 6220.269 |  | 10613.2505 | 0.33305 | 0.26085 | 9051.3498 | 0.28404 | 0.22246 |  | 6051.9112
7 | 23 | 11 | 846 | 177 | 40 | 2.6 | 963.095 | 63.271 | 7168.252 | 6896.109 |  | 13065.6287 | 0.34137 | 0.27468 | 11367.6594 | 0.29701 | 0.23898 |  | 7152.7703
7 | 23 | 12 | 853 | 185 | 40.6 | 2.6 | 1009.351 | 65.107 | 7459.566 | 7174.922 |  | 14269.5423 | 0.34265 | 0.27785 | 12428.4985 | 0.29845 | 0.242 |  | 7742.5935
7 | 23 | 13 | 864 | 173 | 41.7 | 3.1 | 984.213 | 64.543 | 7288.525 | 7011.257 |  | 14527.745 | 0.34264 | 0.28219 | 12657.9248 | 0.29854 | 0.24587 |  | 7780.908
7 | 23 | 14 | 846 | 161 | 42.8 | 3.6 | 877.549 | 62.419 | 6544.313 | 6297.972 |  | 13304.5014 | 0.34201 | 0.28096 | 11574.9038 | 0.29755 | 0.24444 |  | 7146.5396
7 | 23 | 15 | 808 | 146 | 43.9 | 5.2 | 708.564 | 57.864 | 5346.428 | 5145.905 |  | 10771.8596 | 0.33533 | 0.27073 | 9206.2606 | 0.28659 | 0.23138 |  | 5956.1553
7 | 23 | 16 | 708 | 123 | 43.3 | 4.6 | 473.806 | 53.241 | 3551.86 | 3410.825 |  | 6965.8943 | 0.31923 | 0.24633 | 5883.7892 | 0.26964 | 0.20807 |  | 4110.6781
7 | 23 | 17 | 583 | 22 | 42.8 | 5.2 | 179.277 | 46.301 | 1195.685 | 1116.087 |  | 2502.3245 | 0.21696 | 0.19721 | 2161.7781 | 0.18743 | 0.17037 |  | 1730.2087
7 | 23 | 18 | 87 | 96 | 42.2 | 4.6 | 76.345 | 43.389 | 602.481 | 535.37 |  | 0 | 0 | 0 | 0 | 0 | 0 |  | 416.132
7 | 23 | 19 | 0 | 3 | 40 | 5.2 | 2.651 | 39.471 | 21.647 | 0 |  | 0 | 0 | 0 | 0 | 0 | 0 |  | 0
7 | 23 | 20 | 0 | 0 | 38.9 | 4.6 | 0 | 38.9 | 0 | 0 |  | 0 | 0 |  | 0 | 0 |  |  | 0
7 | 23 | 21 | 0 | 0 | 37.8 | 4.6 | 0 | 37.8 | 0 | 0 |  | 0 | 0 |  | 0 | 0 |  |  | 0
7 | 23 | 22 | 0 | 0 | 36.1 | 3.6 | 0 | 36.1 | 0 | 0 |  | 0 | 0 |  | 0 | 0 |  |  | 0
7 | 23 | 23 | 0 | 0 | 37.2 | 5.2 | 0 | 37.2 | 0 | 0 |  | 0 | 0 |  | 0 | 0 |  |  | 0
7 | 24 | 0 | 0 | 0 | 35.6 | 5.2 | 0 | 35.6 | 0 | 0 |  | 0 | 0 |  | 0 | 0 |  |  | 0
7 | 24 | 1 | 0 | 0 | 33.9 | 6.2 | 0 | 33.9 | 0 | 0 |  | 0 | 0 |  | 0 | 0 |  |  | 0
7 | 24 | 2 | 0 | 0 | 33.3 | 1.5 | 0 | 33.3 | 0 | 0 |  | 0 | 0 |  | 0 | 0 |  |  | 0
7 | 24 | 3 | 0 | 0 | 33.3 | 2.1 | 0 | 33.3 | 0 | 0 |  | 0 | 0 |  | 0 | 0 |  |  | 0
7 | 24 | 4 | 0 | 0 | 32.2 | 2.1 | 0 | 32.2 | 0 | 0 |  | 0 | 0 |  | 0 | 0 |  |  | 0
7 | 24 | 5 | 23 | 8 | 31.7 | 3.1 | 7.337 | 30.665 | 61.851 | 5.075 |  | 0 | 0 | 0 | 0 | 0 | 0 |  | 0
7 | 24 | 6 | 282 | 51 | 32.2 | 3.1 | 38.735 | 31.929 | 325.038 | 263.356 |  | 0 | 0 | 0 | 0 | 0 | 0 |  | 0
7 | 24 | 7 | 594 | 73 | 33.3 | 3.6 | 205.319 | 36.831 | 1429.682 | 1344.829 |  | 0 | 0 | 0 | 0 | 0 | 0 |  | 458.7519
7 | 24 | 8 | 721 | 107 | 35 | 4.6 | 441.545 | 43.339 | 3407.55 | 3270.822 |  | 1617.846 | 0.12449 | 0.086917 | 1372.2332 | 0.10559 | 0.073722 |  | 2369.1651
7 | 24 | 9 | 799 | 145 | 36.1 | 3.1 | 680.723 | 51.371 | 5258.649 | 5061.291 |  | 7350.049 | 0.31369 | 0.23676 | 6155.1435 | 0.26269 | 0.19827 |  | 4467.9967
7 | 24 | 10 | 831 | 180 | 37.2 | 2.1 | 868.309 | 59.312 | 6553.856 | 6307.131 |  | 10694.3762 | 0.33315 | 0.25738 | 9121.294 | 0.28415 | 0.21952 |  | 6168.1459
7 | 24 | 11 | 849 | 204 | 39.4 | 5.2 | 992.538 | 58.493 | 7530.256 | 7242.535 |  | 13131.4147 | 0.34143 | 0.26706 | 11425.1364 | 0.29706 | 0.23236 |  | 7362.0954
7 | 24 | 12 | 865 | 202 | 40 | 3.6 | 1038.23 | 62.928 | 7741.168 | 7444.165 |  | 14489.3166 | 0.34265 | 0.27395 | 12621.1909 | 0.29847 | 0.23863 |  | 7956.5374
7 | 24 | 13 | 866 | 181 | 41.1 | 5.2 | 995.069 | 60.504 | 7489.973 | 7204.007 |  | 14580.7543 | 0.34264 | 0.28009 | 12705.0473 | 0.29856 | 0.24406 |  | 7858.7032
7 | 24 | 14 | 829 | 174 | 42.2 | 5.2 | 876.878 | 59.393 | 6619.462 | 6370.084 |  | 13056.5086 | 0.34205 | 0.276 | 11358.8162 | 0.29758 | 0.24011 |  | 7119.5624
7 | 24 | 15 | 801 | 155 | 42.8 | 6.7 | 713.201 | 54.898 | 5445.56 | 5241.431 |  | 10696.3349 | 0.33543 | 0.26723 | 9142.8572 | 0.28671 | 0.22842 |  | 5979.9396
7 | 24 | 16 | 716 | 153 | 42.8 | 4.6 | 506.552 | 53.377 | 3802.661 | 3653.971 |  | 7057.4671 | 0.31936 | 0.23423 | 5961.5429 | 0.26977 | 0.19785 |  | 4348.2613
7 | 24 | 17 | 604 | 83 | 43.3 | 4.1 | 239.554 | 48.542 | 1653.206 | 1563.159 |  | 2614.0657 | 0.21845 | 0.16014 | 2258.068 | 0.1887 | 0.13833 |  | 2152.8138
7 | 24 | 18 | 353 | 64 | 42.8 | 3.6 | 56.818 | 43.835 | 408.31 | 345.026 |  | 0 | 0 | 0 | 0 | 0 | 0 |  | 469.5883
7 | 24 | 19 | 28 | 9 | 41.1 | 2.6 | 7.641 | 40.578 | 62.131 | 5.35 |  | 0 | 0 | 0 | 0 | 0 | 0 |  | 0
7 | 24 | 20 | 0 | 0 | 40.6 | 2.1 | 0 | 40.6 | 0 | 0 |  | 0 | 0 |  | 0 | 0 |  |  | 0
7 | 24 | 21 | 0 | 0 | 38.3 | 5.2 | 0 | 38.3 | 0 | 0 |  | 0 | 0 |  | 0 | 0 |  |  | 0
7 | 24 | 22 | 0 | 0 | 35 | 8.2 | 0 | 35 | 0 | 0 |  | 0 | 0 |  | 0 | 0 |  |  | 0
7 | 24 | 23 | 0 | 0 | 35 | 5.2 | 0 | 35 | 0 | 0 |  | 0 | 0 |  | 0 | 0 |  |  | 0
7 | 25 | 0 | 0 | 0 | 32.8 | 8.8 | 0 | 32.8 | 0 | 0 |  | 0 | 0 |  | 0 | 0 |  |  | 0
7 | 25 | 1 | 0 | 0 | 32.8 | 6.2 | 0 | 32.8 | 0 | 0 |  | 0 | 0 |  | 0 | 0 |  |  | 0
7 | 25 | 2 | 0 | 0 | 32.8 | 5.2 | 0 | 32.8 | 0 | 0 |  | 0 | 0 |  | 0 | 0 |  |  | 0
7 | 25 | 3 | 0 | 0 | 32.2 | 4.1 | 0 | 32.2 | 0 | 0 |  | 0 | 0 |  | 0 | 0 |  |  | 0
7 | 25 | 4 | 0 | 0 | 31.1 | 2.6 | 0 | 31.1 | 0 | 0 |  | 0 | 0 |  | 0 | 0 |  |  | 0
7 | 25 | 5 | 12 | 5 | 31.7 | 3.1 | 4.586 | 30.613 | 38.664 | 0 |  | 0 | 0 | 0 | 0 | 0 | 0 |  | 0
7 | 25 | 6 | 50 | 56 | 31.7 | 2.1 | 45.704 | 31.533 | 384.065 | 321.249 |  | 0 | 0 | 0 | 0 | 0 | 0 |  | 0
7 | 25 | 7 | 322 | 162 | 34.4 | 2.1 | 216.404 | 38.872 | 1629.313 | 1539.829 |  | 0 | 0 | 0 | 0 | 0 | 0 |  | 625.233
7 | 25 | 8 | 171 | 303 | 35 | 3.1 | 353.142 | 42.503 | 2816.32 | 2696.496 |  | 387.4036 | 0.12553 | 0.020396 | 328.7406 | 0.10652 | 0.017308 |  | 2163.4542
7 | 25 | 9 | 709 | 185 | 37.2 | 3.6 | 660.585 | 51.189 | 5111.515 | 4919.403 |  | 6534.0094 | 0.31384 | 0.21401 | 5473.7879 | 0.26292 | 0.17928 |  | 4332.7565
7 | 25 | 10 | 784 | 190 | 37.2 | 4.1 | 840.161 | 54.778 | 6456.324 | 6213.515 |  | 10106.1263 | 0.33326 | 0.25077 | 8620.3136 | 0.28426 | 0.2139 |  | 5959.7232
7 | 25 | 11 | 821 | 199 | 38.9 | 3.6 | 963.431 | 60.056 | 7264.266 | 6988.035 |  | 12717.6599 | 0.34149 | 0.26668 | 11065.3288 | 0.29712 | 0.23203 |  | 7138.8477
7 | 25 | 12 | 829 | 203 | 40 | 3.1 | 1006.087 | 63.25 | 7491.857 | 7205.81 |  | 13904.8841 | 0.34265 | 0.27138 | 12113.2877 | 0.2985 | 0.23641 |  | 7696.8879
7 | 25 | 13 | 821 | 199 | 41.1 | 4.1 | 971.536 | 61.82 | 7274.586 | 6997.914 |  | 13841.6715 | 0.34263 | 0.27223 | 12061.8061 | 0.29857 | 0.23722 |  | 7642.0401
7 | 25 | 14 | 799 | 181 | 42.2 | 3.1 | 859.472 | 62.343 | 6412.3 | 6171.249 |  | 12602.6492 | 0.3421 | 0.27195 | 10963.6191 | 0.2976 | 0.23658 |  | 6958.6602
7 | 25 | 15 | 756 | 168 | 43.3 | 4.6 | 696.724 | 57.786 | 5261.48 | 5064.02 |  | 10112.0292 | 0.33552 | 0.25956 | 8644.5202 | 0.28683 | 0.22189 |  | 5794.8605
7 | 25 | 16 | 393 | 238 | 42.8 | 4.1 | 416.792 | 51.97 | 3179.493 | 3049.426 |  | 3880.5937 | 0.31949 | 0.15748 | 3278.1837 | 0.2699 | 0.13304 |  | 3389.3832
7 | 25 | 17 | 1 | 120 | 42.2 | 3.6 | 106.215 | 44.633 | 850.283 | 778.102 |  | 4.3617 | 0.21985 | 0.00069015 | 3.7672 | 0.18988 | 0.00059609 |  | 714.786
7 | 25 | 18 | 0 | 27 | 36.7 | 6.2 | 23.979 | 36.513 | 197.908 | 138.625 |  | 0 | 0 | 0 | 0 | 0 | 0 |  | 101.3695
7 | 25 | 19 | 1 | 2 | 36.7 | 5.2 | 1.801 | 35.958 | 14.893 | 0 |  | 0 | 0 | 0 | 0 | 0 | 0 |  | 0
7 | 25 | 20 | 0 | 0 | 36.7 | 4.6 | 0 | 36.7 | 0 | 0 |  | 0 | 0 |  | 0 | 0 |  |  | 0
7 | 25 | 21 | 0 | 0 | 36.7 | 3.6 | 0 | 36.7 | 0 | 0 |  | 0 | 0 |  | 0 | 0 |  |  | 0
7 | 25 | 22 | 0 | 0 | 35.6 | 6.7 | 0 | 35.6 | 0 | 0 |  | 0 | 0 |  | 0 | 0 |  |  | 0
7 | 25 | 23 | 0 | 0 | 32.2 | 9.3 | 0 | 32.2 | 0 | 0 |  | 0 | 0 |  | 0 | 0 |  |  | 0
7 | 26 | 0 | 0 | 0 | 32.2 | 5.2 | 0 | 32.2 | 0 | 0 |  | 0 | 0 |  | 0 | 0 |  |  | 0
7 | 26 | 1 | 0 | 0 | 32.2 | 3.1 | 0 | 32.2 | 0 | 0 |  | 0 | 0 |  | 0 | 0 |  |  | 0
7 | 26 | 2 | 0 | 0 | 31.7 | 4.1 | 0 | 31.7 | 0 | 0 |  | 0 | 0 |  | 0 | 0 |  |  | 0
7 | 26 | 3 | 0 | 0 | 29.4 | 5.2 | 0 | 29.4 | 0 | 0 |  | 0 | 0 |  | 0 | 0 |  |  | 0
7 | 26 | 4 | 0 | 0 | 28.9 | 5.2 | 0 | 28.9 | 0 | 0 |  | 0 | 0 |  | 0 | 0 |  |  | 0
7 | 26 | 5 | 12 | 5 | 28.9 | 4.6 | 4.586 | 27.87 | 39.043 | 0 |  | 0 | 0 | 0 | 0 | 0 | 0 |  | 0
7 | 26 | 6 | 8 | 48 | 29.4 | 3.6 | 41.818 | 29.116 | 354.449 | 292.204 |  | 0 | 0 | 0 | 0 | 0 | 0 |  | 0
7 | 26 | 7 | 43 | 143 | 30.6 | 4.1 | 134.661 | 32.428 | 1108.656 | 1030.966 |  | 0 | 0 | 0 | 0 | 0 | 0 |  | 456.9602
7 | 26 | 8 | 268 | 220 | 32.8 | 3.1 | 328.701 | 39.525 | 2628.368 | 2513.667 |  | 613.6098 | 0.12668 | 0.03743 | 520.9559 | 0.10755 | 0.031778 |  | 1922.8192
7 | 26 | 9 | 691 | 197 | 35.6 | 4.1 | 660.724 | 48.982 | 5157.597 | 4963.85 |  | 6380.3888 | 0.31401 | 0.20809 | 5347.1477 | 0.26316 | 0.17439 |  | 4335.511
7 | 26 | 10 | 808 | 156 | 36.7 | 4.1 | 828.89 | 54.058 | 6387.123 | 6147.073 |  | 10433.2981 | 0.33336 | 0.26422 | 8900.1763 | 0.28438 | 0.2254 |  | 5885.5416
7 | 26 | 11 | 865 | 170 | 38.3 | 4.1 | 977.817 | 58.885 | 7407.096 | 7124.725 |  | 13420.0982 | 0.34155 | 0.27833 | 11676.6423 | 0.29718 | 0.24217 |  | 7265.5539
7 | 26 | 12 | 848 | 204 | 39.4 | 4.6 | 1026.669 | 60.386 | 7733.672 | 7437.002 |  | 14242.9318 | 0.34264 | 0.27245 | 12408.9185 | 0.29852 | 0.23736 |  | 7857.9181
7 | 26 | 13 | 837 | 203 | 40 | 3.6 | 991.525 | 62.047 | 7417.584 | 7134.76 |  | 14130.5528 | 0.34263 | 0.27227 | 12314.1684 | 0.29859 | 0.23727 |  | 7800.6883
7 | 26 | 14 | 833 | 167 | 41.7 | 5.2 | 875.965 | 58.863 | 6626.758 | 6377.084 |  | 13158.3083 | 0.34213 | 0.27862 | 11446.6194 | 0.29763 | 0.24237 |  | 7118.3246
7 | 26 | 15 | 736 | 164 | 41.1 | 5.7 | 679.971 | 53.784 | 5216.564 | 5020.714 |  | 9860.4846 | 0.33561 | 0.25955 | 8430.5848 | 0.28694 | 0.22191 |  | 5651.0609
7 | 26 | 16 | 722 | 147 | 41.1 | 4.1 | 505.374 | 52.003 | 3813.534 | 3664.508 |  | 7141.496 | 0.31962 | 0.23756 | 6033.1715 | 0.27001 | 0.20069 |  | 4348.0716
7 | 26 | 17 | 639 | 15 | 41.1 | 4.1 | 187.827 | 45.214 | 1247.341 | 1166.599 |  | 2807.3087 | 0.22115 | 0.20824 | 2424.4154 | 0.19099 | 0.17983 |  | 1851.8336
7 | 26 | 18 | 170 | 92 | 40 | 5.2 | 74.72 | 41.004 | 583.105 | 516.382 |  | 0 | 0 | 0 | 0 | 0 | 0 |  | 456.6534
7 | 26 | 19 | 10 | 4 | 38.9 | 4.1 | 3.451 | 38.291 | 28.301 | 0 |  | 0 | 0 | 0 | 0 | 0 | 0 |  | 0
7 | 26 | 20 | 0 | 0 | 37.8 | 3.6 | 0 | 37.8 | 0 | 0 |  | 0 | 0 |  | 0 | 0 |  |  | 0
7 | 26 | 21 | 0 | 0 | 36.7 | 3.6 | 0 | 36.7 | 0 | 0 |  | 0 | 0 |  | 0 | 0 |  |  | 0
7 | 26 | 22 | 0 | 0 | 36.1 | 4.1 | 0 | 36.1 | 0 | 0 |  | 0 | 0 |  | 0 | 0 |  |  | 0
7 | 26 | 23 | 0 | 0 | 35 | 3.6 | 0 | 35 | 0 | 0 |  | 0 | 0 |  | 0 | 0 |  |  | 0
7 | 27 | 0 | 0 | 0 | 34.4 | 4.1 | 0 | 34.4 | 0 | 0 |  | 0 | 0 |  | 0 | 0 |  |  | 0
7 | 27 | 1 | 0 | 0 | 33.9 | 4.1 | 0 | 33.9 | 0 | 0 |  | 0 | 0 |  | 0 | 0 |  |  | 0
7 | 27 | 2 | 0 | 0 | 32.8 | 4.1 | 0 | 32.8 | 0 | 0 |  | 0 | 0 |  | 0 | 0 |  |  | 0
7 | 27 | 3 | 0 | 0 | 32.2 | 3.6 | 0 | 32.2 | 0 | 0 |  | 0 | 0 |  | 0 | 0 |  |  | 0
7 | 27 | 4 | 0 | 0 | 32.2 | 3.6 | 0 | 32.2 | 0 | 0 |  | 0 | 0 |  | 0 | 0 |  |  | 0
7 | 27 | 5 | 1 | 4 | 31.1 | 2.1 | 3.669 | 29.8 | 31.021 | 0 |  | 0 | 0 | 0 | 0 | 0 | 0 |  | 0
7 | 27 | 6 | 27 | 47 | 31.1 | 0 | 40.449 | 30.11 | 341.642 | 279.642 |  | 0 | 0 | 0 | 0 | 0 | 0 |  | 0
7 | 27 | 7 | 2 | 106 | 32.8 | 3.6 | 94.024 | 33.866 | 782.621 | 711.846 |  | 0 | 0 | 0 | 0 | 0 | 0 |  | 327.3159
7 | 27 | 8 | 52 | 213 | 33.3 | 1.5 | 215.991 | 38.313 | 1760.327 | 1667.73 |  | 120.4407 | 0.12796 | 0.0099343 | 102.3106 | 0.10869 | 0.0084388 |  | 1356.4276
7 | 27 | 9 | 729 | 212 | 36.1 | 1.5 | 700.903 | 54.51 | 5356.241 | 5155.362 |  | 6744.921 | 0.31419 | 0.20691 | 5654.8954 | 0.26341 | 0.17347 |  | 4606.4905
7 | 27 | 10 | 802 | 193 | 37.8 | 2.1 | 860.075 | 59.756 | 6481.19 | 6237.386 |  | 10374.1554 | 0.33348 | 0.25155 | 8850.5391 | 0.2845 | 0.2146 |  | 6102.1157
7 | 27 | 11 | 845 | 190 | 37.8 | 4.6 | 979.836 | 57.731 | 7456.625 | 7172.108 |  | 13130.6453 | 0.34161 | 0.27123 | 11424.8704 | 0.29723 | 0.23599 |  | 7265.8944
7 | 27 | 12 | 851 | 195 | 39.4 | 5.2 | 1022.557 | 59.204 | 7739.118 | 7442.207 |  | 14313.0714 | 0.34264 | 0.2752 | 12471.0802 | 0.29854 | 0.23978 |  | 7829.9862
7 | 27 | 13 | 840 | 192 | 40 | 5.7 | 985.388 | 58.231 | 7484.839 | 7199.097 |  | 14200.568 | 0.34262 | 0.2756 | 12375.6341 | 0.29859 | 0.24018 |  | 7759.3211
7 | 27 | 14 | 810 | 177 | 40.6 | 6.2 | 867.297 | 55.951 | 6637.449 | 6387.341 |  | 12813.7639 | 0.34217 | 0.27415 | 11146.4913 | 0.29765 | 0.23847 |  | 7027.4029
7 | 27 | 15 | 775 | 180 | 41.1 | 4.6 | 723.316 | 56.103 | 5499.727 | 5293.613 |  | 10399.5602 | 0.3357 | 0.25723 | 8892.6761 | 0.28706 | 0.21996 |  | 6005.8456
7 | 27 | 16 | 386 | 226 | 41.1 | 2.6 | 403.443 | 51.519 | 3082.465 | 2955.179 |  | 3824.3827 | 0.31973 | 0.16051 | 3230.9894 | 0.27012 | 0.13561 |  | 3284.4742
7 | 27 | 17 | 125 | 149 | 38.3 | 9.3 | 165.534 | 40.31 | 1296.807 | 1214.961 |  | 552.846 | 0.22237 | 0.053629 | 477.3826 | 0.19201 | 0.046309 |  | 1230.1087
7 | 27 | 18 | 2 | 77 | 36.1 | 5.7 | 64.485 | 36.703 | 531.575 | 465.876 |  | 0 | 0 | 0 | 0 | 0 | 0 |  | 290.7661
7 | 27 | 19 | 1 | 5 | 35.6 | 4.1 | 4.424 | 34.862 | 36.737 | 0 |  | 0 | 0 | 0 | 0 | 0 | 0 |  | 0
7 | 27 | 20 | 0 | 0 | 35 | 5.2 | 0 | 35 | 0 | 0 |  | 0 | 0 |  | 0 | 0 |  |  | 0
7 | 27 | 21 | 0 | 0 | 34.4 | 3.1 | 0 | 34.4 | 0 | 0 |  | 0 | 0 |  | 0 | 0 |  |  | 0
7 | 27 | 22 | 0 | 0 | 33.9 | 3.1 | 0 | 33.9 | 0 | 0 |  | 0 | 0 |  | 0 | 0 |  |  | 0
7 | 27 | 23 | 0 | 0 | 33.3 | 2.6 | 0 | 33.3 | 0 | 0 |  | 0 | 0 |  | 0 | 0 |  |  | 0
7 | 28 | 0 | 0 | 0 | 31.7 | 5.2 | 0 | 31.7 | 0 | 0 |  | 0 | 0 |  | 0 | 0 |  |  | 0
7 | 28 | 1 | 0 | 0 | 31.1 | 5.2 | 0 | 31.1 | 0 | 0 |  | 0 | 0 |  | 0 | 0 |  |  | 0
7 | 28 | 2 | 0 | 0 | 30.6 | 4.1 | 0 | 30.6 | 0 | 0 |  | 0 | 0 |  | 0 | 0 |  |  | 0
7 | 28 | 3 | 0 | 0 | 30 | 4.1 | 0 | 30 | 0 | 0 |  | 0 | 0 |  | 0 | 0 |  |  | 0
7 | 28 | 4 | 0 | 0 | 28.9 | 3.6 | 0 | 28.9 | 0 | 0 |  | 0 | 0 |  | 0 | 0 |  |  | 0
7 | 28 | 5 | 5 | 6 | 28.9 | 4.1 | 5.503 | 27.836 | 46.857 | 0 |  | 0 | 0 | 0 | 0 | 0 | 0 |  | 0
7 | 28 | 6 | 91 | 78 | 29.4 | 3.1 | 59.95 | 29.525 | 507.409 | 442.188 |  | 0 | 0 | 0 | 0 | 0 | 0 |  | 0
7 | 28 | 7 | 456 | 143 | 31.1 | 3.6 | 233.789 | 35.248 | 1735.958 | 1643.945 |  | 0 | 0 | 0 | 0 | 0 | 0 |  | 623.4023
7 | 28 | 8 | 616 | 221 | 33.3 | 2.6 | 496.526 | 44.621 | 3854.148 | 3703.861 |  | 1444.7159 | 0.12935 | 0.063444 | 1227.9697 | 0.10994 | 0.053926 |  | 2785.0763
7 | 28 | 9 | 237 | 319 | 34.4 | 2.6 | 463.402 | 45.601 | 3681.546 | 3536.579 |  | 2197.4633 | 0.31437 | 0.092574 | 1843.0924 | 0.26368 | 0.077645 |  | 3112.7488
7 | 28 | 10 | 612 | 335 | 35.6 | 3.6 | 840.897 | 53.573 | 6496.377 | 6251.964 |  | 7930.9201 | 0.33359 | 0.19175 | 6766.7777 | 0.28463 | 0.1636 |  | 5906.4826
7 | 28 | 11 | 754 | 274 | 36.7 | 5.2 | 983.856 | 55.564 | 7551.967 | 7263.298 |  | 11735.5561 | 0.34167 | 0.24082 | 10211.028 | 0.29729 | 0.20953 |  | 7188.2079
7 | 28 | 12 | 651 | 303 | 37.8 | 5.7 | 942.257 | 55.192 | 7245.531 | 6970.101 |  | 10964.591 | 0.34263 | 0.22887 | 9554.2425 | 0.29856 | 0.19943 |  | 7024.4158
7 | 28 | 13 | 578 | 231 | 38.3 | 4.1 | 786.178 | 55.285 | 6041.836 | 5815.31 |  | 9784.7741 | 0.34262 | 0.24049 | 8527.4916 | 0.2986 | 0.20959 |  | 6005.9144
7 | 28 | 14 | 616 | 268 | 40 | 6.2 | 795.364 | 53.889 | 6138.445 | 5908.176 |  | 9758.9915 | 0.34221 | 0.22915 | 8488.8729 | 0.29767 | 0.19933 |  | 6240.6161
7 | 28 | 15 | 474 | 276 | 40 | 3.6 | 601.996 | 53.623 | 4631.745 | 4456.228 |  | 6370.4833 | 0.33579 | 0.19038 | 5448.1504 | 0.28717 | 0.16282 |  | 4778.7687
7 | 28 | 16 | 182 | 231 | 39.4 | 5.7 | 303.168 | 44.98 | 2393.532 | 2285.065 |  | 1806.1018 | 0.31985 | 0.10161 | 1525.9167 | 0.27023 | 0.08585 |  | 2358.0909
7 | 28 | 17 | 257 | 144 | 38.9 | 4.1 | 197.856 | 42.784 | 1492.827 | 1406.524 |  | 1143.6649 | 0.22349 | 0.090213 | 987.4301 | 0.19296 | 0.077889 |  | 1566.4295
7 | 28 | 18 | 4 | 62 | 36.7 | 7.2 | 53.414 | 37.081 | 439.381 | 375.493 |  | 0 | 0 | 0 | 0 | 0 | 0 |  | 235.7754
7 | 28 | 19 | 1 | 2 | 35.6 | 3.6 | 1.801 | 34.752 | 14.957 | 0 |  | 0 | 0 | 0 | 0 | 0 | 0 |  | 0
7 | 28 | 20 | 0 | 0 | 33.9 | 6.2 | 0 | 33.9 | 0 | 0 |  | 0 | 0 |  | 0 | 0 |  |  | 0
7 | 28 | 21 | 0 | 0 | 33.3 | 2.1 | 0 | 33.3 | 0 | 0 |  | 0 | 0 |  | 0 | 0 |  |  | 0
7 | 28 | 22 | 0 | 0 | 32.8 | 0 | 0 | 32.8 | 0 | 0 |  | 0 | 0 |  | 0 | 0 |  |  | 0
7 | 28 | 23 | 0 | 0 | 32.8 | 2.1 | 0 | 32.8 | 0 | 0 |  | 0 | 0 |  | 0 | 0 |  |  | 0
7 | 29 | 0 | 0 | 0 | 32.2 | 0 | 0 | 32.2 | 0 | 0 |  | 0 | 0 |  | 0 | 0 |  |  | 0
7 | 29 | 1 | 0 | 0 | 31.7 | 3.1 | 0 | 31.7 | 0 | 0 |  | 0 | 0 |  | 0 | 0 |  |  | 0
7 | 29 | 2 | 0 | 0 | 31.1 | 2.1 | 0 | 31.1 | 0 | 0 |  | 0 | 0 |  | 0 | 0 |  |  | 0
7 | 29 | 3 | 0 | 0 | 30.6 | 2.1 | 0 | 30.6 | 0 | 0 |  | 0 | 0 |  | 0 | 0 |  |  | 0
7 | 29 | 4 | 0 | 0 | 29.4 | 1.5 | 0 | 29.4 | 0 | 0 |  | 0 | 0 |  | 0 | 0 |  |  | 0
7 | 29 | 5 | 9 | 4 | 30 | 0 | 3.669 | 27.307 | 31.296 | 0 |  | 0 | 0 | 0 | 0 | 0 | 0 |  | 0
7 | 29 | 6 | 175 | 48 | 30.6 | 3.1 | 38.365 | 30.254 | 323.875 | 262.214 |  | 0 | 0 | 0 | 0 | 0 | 0 |  | 0
7 | 29 | 7 | 217 | 185 | 31.1 | 1.5 | 210.451 | 35.693 | 1646.014 | 1556.136 |  | 0 | 0 | 0 | 0 | 0 | 0 |  | 658.9928
7 | 29 | 8 | 263 | 198 | 33.3 | 2.1 | 307.773 | 40.546 | 2449.801 | 2339.857 |  | 625.1788 | 0.13087 | 0.041206 | 531.7233 | 0.11131 | 0.035046 |  | 1789.7501
7 | 29 | 9 | 297 | 236 | 36.1 | 2.6 | 426.434 | 45.988 | 3377.596 | 3241.753 |  | 2759.9187 | 0.31457 | 0.13041 | 2315.8146 | 0.26395 | 0.10942 |  | 2847.1662
7 | 29 | 10 | 787 | 183 | 38.3 | 4.1 | 840.868 | 55.476 | 6444.812 | 6202.463 |  | 10217.9873 | 0.33371 | 0.25401 | 8718.9964 | 0.28476 | 0.21675 |  | 5960.9596
7 | 29 | 11 | 844 | 205 | 38.3 | 4.1 | 995.83 | 59.26 | 7532.829 | 7244.996 |  | 13158.0036 | 0.34173 | 0.26708 | 11448.6421 | 0.29734 | 0.23238 |  | 7376.8679
7 | 29 | 12 | 834 | 182 | 38.9 | 4.1 | 996.736 | 60.131 | 7516.013 | 7228.914 |  | 14066.7413 | 0.34263 | 0.27794 | 12258.1461 | 0.29858 | 0.24221 |  | 7631.1946
7 | 29 | 13 | 840 | 173 | 39.4 | 4.1 | 969.982 | 60.099 | 7313.419 | 7035.083 |  | 14239.7347 | 0.34262 | 0.28117 | 12410.0681 | 0.29859 | 0.24504 |  | 7650.598
7 | 29 | 14 | 826 | 158 | 40.6 | 4.6 | 864.946 | 58.483 | 6553.71 | 6306.99 |  | 13104.8465 | 0.34224 | 0.2813 | 11398.8277 | 0.29769 | 0.24468 |  | 7032.5991
7 | 29 | 15 | 801 | 134 | 41.1 | 3.6 | 697.847 | 56.84 | 5288.262 | 5089.839 |  | 10781.8765 | 0.33587 | 0.2755 | 9222.1318 | 0.28728 | 0.23564 |  | 5875.6441
7 | 29 | 16 | 719 | 116 | 40.6 | 2.6 | 476.518 | 52.628 | 3581.668 | 3439.734 |  | 7146.1218 | 0.31996 | 0.25141 | 6037.6842 | 0.27033 | 0.21241 |  | 4147.3342
7 | 29 | 17 | 245 | 91 | 40 | 3.1 | 149.772 | 43.626 | 1106.414 | 1028.773 |  | 1096.4023 | 0.22451 | 0.11349 | 946.5061 | 0.19382 | 0.097973 |  | 1219.4785
7 | 29 | 18 | 1 | 25 | 36.7 | 7.2 | 22.219 | 36.539 | 183.227 | 124.217 |  | 0 | 0 | 0 | 0 | 0 | 0 |  | 94.6884
7 | 29 | 19 | 3 | 2 | 32.2 | 2.1 | 1.877 | 30.96 | 15.808 | 0 |  | 0 | 0 | 0 | 0 | 0 | 0 |  | 0
7 | 29 | 20 | 0 | 0 | 25.6 | 7.7 | 0 | 25.6 | 0 | 0 |  | 0 | 0 |  | 0 | 0 |  |  | 0
7 | 29 | 21 | 0 | 0 | 26.7 | 4.6 | 0 | 26.7 | 0 | 0 |  | 0 | 0 |  | 0 | 0 |  |  | 0
7 | 29 | 22 | 0 | 0 | 25.6 | 8.8 | 0 | 25.6 | 0 | 0 |  | 0 | 0 |  | 0 | 0 |  |  | 0
7 | 29 | 23 | 0 | 0 | 24.4 | 5.2 | 0 | 24.4 | 0 | 0 |  | 0 | 0 |  | 0 | 0 |  |  | 0
7 | 30 | 0 | 0 | 0 | 23.9 | 6.2 | 0 | 23.9 | 0 | 0 |  | 0 | 0 |  | 0 | 0 |  |  | 0
7 | 30 | 1 | 0 | 0 | 24.4 | 2.6 | 0 | 24.4 | 0 | 0 |  | 0 | 0 |  | 0 | 0 |  |  | 0
7 | 30 | 2 | 0 | 0 | 25 | 3.1 | 0 | 25 | 0 | 0 |  | 0 | 0 |  | 0 | 0 |  |  | 0
7 | 30 | 3 | 0 | 0 | 25 | 3.1 | 0 | 25 | 0 | 0 |  | 0 | 0 |  | 0 | 0 |  |  | 0
7 | 30 | 4 | 0 | 0 | 25.6 | 3.1 | 0 | 25.6 | 0 | 0 |  | 0 | 0 |  | 0 | 0 |  |  | 0
7 | 30 | 5 | 2 | 4 | 25.6 | 3.1 | 3.669 | 24.264 | 31.632 | 0 |  | 0 | 0 | 0 | 0 | 0 | 0 |  | 0
7 | 30 | 6 | 5 | 56 | 26.7 | 0 | 47.544 | 25.661 | 407.931 | 344.654 |  | 0 | 0 | 0 | 0 | 0 | 0 |  | 0
7 | 30 | 7 | 3 | 101 | 27.2 | 3.1 | 89.995 | 28.068 | 764.279 | 693.882 |  | 0 | 0 | 0 | 0 | 0 | 0 |  | 314.1182
7 | 30 | 8 | 4 | 174 | 27.8 | 3.1 | 157.094 | 30.36 | 1324.831 | 1242.356 |  | 9.6464 | 0.13252 | 0.0010476 | 8.2099 | 0.11278 | 0.00089163 |  | 1015.8002
7 | 30 | 9 | 3 | 208 | 28.3 | 2.6 | 189.12 | 31.987 | 1586.45 | 1497.972 |  | 27.9427 | 0.31477 | 0.0025382 | 23.4564 | 0.26423 | 0.0021307 |  | 1355.801
7 | 30 | 10 | 5 | 357 | 30 | 2.6 | 329.543 | 37.209 | 2712.861 | 2595.872 |  | 65.0433 | 0.33383 | 0.0034347 | 55.5071 | 0.28489 | 0.0029311 |  | 2396.6762
7 | 30 | 11 | 6 | 477 | 31.1 | 3.1 | 445.559 | 40.895 | 3618.602 | 3475.55 |  | 93.6969 | 0.34179 | 0.003701 | 81.5239 | 0.29738 | 0.0032202 |  | 3224.9723
7 | 30 | 12 | 190 | 598 | 32.2 | 3.1 | 767.644 | 49.411 | 6037.269 | 5810.919 |  | 3209.2555 | 0.34263 | 0.078732 | 2796.7705 | 0.29859 | 0.068613 |  | 5458.0542
7 | 30 | 13 | 503 | 378 | 34.4 | 4.1 | 857.781 | 52.549 | 6663.438 | 6412.274 |  | 8538.7174 | 0.34261 | 0.19074 | 7441.4915 | 0.29859 | 0.16623 |  | 6419.7172
7 | 30 | 14 | 817 | 178 | 35.6 | 2.6 | 877.675 | 57.105 | 6686.974 | 6434.851 |  | 12980.6369 | 0.34227 | 0.27461 | 11290.3429 | 0.2977 | 0.23885 |  | 7109.0407
7 | 30 | 15 | 792 | 164 | 36.1 | 3.1 | 722.629 | 53.206 | 5556.81 | 5348.594 |  | 10676.7961 | 0.33595 | 0.26434 | 9133.5406 | 0.28739 | 0.22613 |  | 6025.4367
7 | 30 | 16 | 295 | 231 | 35.6 | 3.1 | 363.867 | 44.482 | 2865.171 | 2743.995 |  | 2936.3464 | 0.32006 | 0.13784 | 2480.9381 | 0.27042 | 0.11647 |  | 2894.9019
7 | 30 | 17 | 186 | 128 | 35 | 2.1 | 165.261 | 39.121 | 1275.646 | 1194.274 |  | 836.6075 | 0.22545 | 0.080205 | 722.1424 | 0.1946 | 0.069231 |  | 1276.6702
7 | 30 | 18 | 26 | 85 | 35 | 2.1 | 68.475 | 36.05 | 562.51 | 496.197 |  | 0 | 0 | 0 | 0 | 0 | 0 |  | 336.7457
7 | 30 | 19 | 1 | 6 | 33.9 | 3.1 | 5.312 | 33.061 | 44.398 | 0 |  | 0 | 0 | 0 | 0 | 0 | 0 |  | 0
7 | 30 | 20 | 0 | 0 | 33.3 | 3.1 | 0 | 33.3 | 0 | 0 |  | 0 | 0 |  | 0 | 0 |  |  | 0
7 | 30 | 21 | 0 | 0 | 32.8 | 2.1 | 0 | 32.8 | 0 | 0 |  | 0 | 0 |  | 0 | 0 |  |  | 0
7 | 30 | 22 | 0 | 0 | 31.7 | 3.1 | 0 | 31.7 | 0 | 0 |  | 0 | 0 |  | 0 | 0 |  |  | 0
7 | 30 | 23 | 0 | 0 | 31.7 | 4.6 | 0 | 31.7 | 0 | 0 |  | 0 | 0 |  | 0 | 0 |  |  | 0
7 | 31 | 0 | 0 | 0 | 31.1 | 2.1 | 0 | 31.1 | 0 | 0 |  | 0 | 0 |  | 0 | 0 |  |  | 0
7 | 31 | 1 | 0 | 0 | 30 | 2.1 | 0 | 30 | 0 | 0 |  | 0 | 0 |  | 0 | 0 |  |  | 0
7 | 31 | 2 | 0 | 0 | 30 | 3.1 | 0 | 30 | 0 | 0 |  | 0 | 0 |  | 0 | 0 |  |  | 0
7 | 31 | 3 | 0 | 0 | 29.4 | 1.5 | 0 | 29.4 | 0 | 0 |  | 0 | 0 |  | 0 | 0 |  |  | 0
7 | 31 | 4 | 0 | 0 | 29.4 | 1.5 | 0 | 29.4 | 0 | 0 |  | 0 | 0 |  | 0 | 0 |  |  | 0
7 | 31 | 5 | 2 | 3 | 28.9 | 2.6 | 2.752 | 27.585 | 23.449 | 0 |  | 0 | 0 | 0 | 0 | 0 | 0 |  | 0
7 | 31 | 6 | 22 | 46 | 28.3 | 2.1 | 39.479 | 27.83 | 336.154 | 274.259 |  | 0 | 0 | 0 | 0 | 0 | 0 |  | 0
7 | 31 | 7 | 224 | 127 | 28.9 | 3.6 | 165.597 | 31.443 | 1291.447 | 1209.722 |  | 0 | 0 | 0 | 0 | 0 | 0 |  | 485.3632
7 | 31 | 8 | 148 | 261 | 30.6 | 3.1 | 307.853 | 36.883 | 2507.401 | 2395.935 |  | 362.4293 | 0.13429 | 0.022098 | 308.6802 | 0.11438 | 0.01882 |  | 1875.1681
7 | 31 | 9 | 256 | 433 | 32.2 | 2.6 | 577.537 | 45.596 | 4591.456 | 4417.296 |  | 2390.2098 | 0.31498 | 0.07883 | 2007.3206 | 0.26452 | 0.066202 |  | 3941.2383
7 | 31 | 10 | 281 | 521 | 33.3 | 3.1 | 731.716 | 49.996 | 5736.793 | 5521.876 |  | 3662.7225 | 0.33396 | 0.095582 | 3126.0468 | 0.28503 | 0.081577 |  | 5154.9187
7 | 31 | 11 | 30 | 530 | 33.9 | 2.6 | 518.677 | 46.963 | 4117.578 | 3958.974 |  | 469.2803 | 0.34185 | 0.016072 | 408.3057 | 0.29743 | 0.013984 |  | 3750.1525
7 | 31 | 12 | 289 | 470 | 34.4 | 2.1 | 749.31 | 53.342 | 5804.207 | 5586.751 |  | 4888.5319 | 0.34262 | 0.12553 | 4260.3453 | 0.29859 | 0.1094 |  | 5369.0803
7 | 31 | 13 | 266 | 523 | 35 | 3.1 | 758.832 | 52.633 | 5893.666 | 5672.818 |  | 4521.7863 | 0.34261 | 0.11122 | 3940.6344 | 0.29858 | 0.096927 |  | 5556.1388
7 | 31 | 14 | 93 | 326 | 35.6 | 2.6 | 392.521 | 45.798 | 3128.434 | 2999.834 |  | 1479.6964 | 0.3423 | 0.069023 | 1286.9644 | 0.29772 | 0.060033 |  | 2850.56
7 | 31 | 15 | 2 | 201 | 34.4 | 4.1 | 182.333 | 38.01 | 1496.544 | 1410.155 |  | 27.0013 | 0.33603 | 0.0025394 | 23.1018 | 0.2875 | 0.0021727 |  | 1347.0953
7 | 31 | 16 | 2 | 165 | 34.4 | 0 | 148.463 | 40.255 | 1208.262 | 1128.387 |  | 19.9357 | 0.32016 | 0.002285 | 16.844 | 0.27051 | 0.0019306 |  | 1081.4674
7 | 31 | 17 | 1 | 120 | 33.9 | 3.6 | 106.274 | 35.501 | 879.959 | 807.157 |  | 4.5184 | 0.22628 | 0.00071493 | 3.8997 | 0.1953 | 0.00061705 |  | 716.1125
7 | 31 | 18 | 0 | 66 | 32.2 | 3.6 | 56.105 | 32.546 | 469.758 | 405.277 |  | 0 | 0 | 0 | 0 | 0 | 0 |  | 248.2123
7 | 31 | 19 | 0 | 3 | 31.1 | 4.1 | 2.652 | 30.149 | 22.392 | 0 |  | 0 | 0 | 0 | 0 | 0 | 0 |  | 0
7 | 31 | 20 | 0 | 0 | 30.6 | 2.1 | 0 | 30.6 | 0 | 0 |  | 0 | 0 |  | 0 | 0 |  |  | 0
7 | 31 | 21 | 0 | 0 | 30.8 | 2.1 | 0 | 30.8 | 0 | 0 |  | 0 | 0 |  | 0 | 0 |  |  | 0
7 | 31 | 22 | 0 | 0 | 31.1 | 2.1 | 0 | 31.1 | 0 | 0 |  | 0 | 0 |  | 0 | 0 |  |  | 0
7 | 31 | 23 | 0 | 0 | 31.3 | 2.1 | 0 | 31.3 | 0 | 0 |  | 0 | 0 |  | 0 | 0 |  |  | 0
8 | 1 | 0 | 0 | 0 | 31.5 | 2.1 | 0 | 31.5 | 0 | 0 |  | 0 | 0 |  | 0 | 0 |  |  | 0
8 | 1 | 1 | 0 | 0 | 31.7 | 2.1 | 0 | 31.7 | 0 | 0 |  | 0 | 0 |  | 0 | 0 |  |  | 0
8 | 1 | 2 | 0 | 0 | 32 | 2.1 | 0 | 32 | 0 | 0 |  | 0 | 0 |  | 0 | 0 |  |  | 0
8 | 1 | 3 | 0 | 0 | 32.2 | 2.1 | 0 | 32.2 | 0 | 0 |  | 0 | 0 |  | 0 | 0 |  |  | 0
8 | 1 | 4 | 0 | 0 | 31.7 | 2.1 | 0 | 31.7 | 0 | 0 |  | 0 | 0 |  | 0 | 0 |  |  | 0
8 | 1 | 5 | 0 | 0 | 31.7 | 2.1 | 0 | 31.7 | 0 | 0 |  | 0 | 0 |  | 0 | 0 |  |  | 0
8 | 1 | 6 | 98 | 46 | 31.1 | 3.1 | 36.661 | 30.723 | 308.97 | 247.594 |  | 0 | 0 | 0 | 0 | 0 | 0 |  | 0
8 | 1 | 7 | 500 | 88 | 32.2 | 3.1 | 200.001 | 35.739 | 1434.573 | 1349.608 |  | 0 | 0 | 0 | 0 | 0 | 0 |  | 478.3835
8 | 1 | 8 | 645 | 120 | 34.4 | 3.1 | 424.007 | 43.451 | 3283.757 | 3150.667 |  | 1605.3558 | 0.1362 | 0.088757 | 1368.3018 | 0.11609 | 0.075651 |  | 2291.05
8 | 1 | 9 | 727 | 152 | 36.7 | 3.6 | 648.086 | 50.564 | 5026.938 | 4837.808 |  | 6804.8323 | 0.3152 | 0.23013 | 5717.2522 | 0.26482 | 0.19335 |  | 4242.7931
8 | 1 | 10 | 784 | 178 | 37.2 | 3.6 | 837.495 | 55.438 | 6420.501 | 6179.123 |  | 10240.0067 | 0.33409 | 0.25603 | 8740.564 | 0.28517 | 0.21854 |  | 5934.3721
8 | 1 | 11 | 802 | 202 | 37.8 | 3.1 | 958.362 | 59.843 | 7232.93 | 6958.037 |  | 12567.0055 | 0.3419 | 0.26534 | 10933.924 | 0.29747 | 0.23086 |  | 7084.8281
8 | 1 | 12 | 811 | 207 | 38.9 | 3.1 | 1002.574 | 62.093 | 7501.098 | 7214.648 |  | 13738.4392 | 0.34262 | 0.26956 | 11973.1829 | 0.2986 | 0.23493 |  | 7648.9799
8 | 1 | 13 | 817 | 187 | 40 | 3.6 | 965.869 | 61.483 | 7242.53 | 6967.228 |  | 13907.6959 | 0.34261 | 0.27589 | 12119.7638 | 0.29856 | 0.24042 |  | 7593.087
8 | 1 | 14 | 793 | 169 | 41.1 | 3.6 | 850.975 | 60.165 | 6405.575 | 6164.792 |  | 12634.8929 | 0.34233 | 0.27599 | 10988.7514 | 0.29773 | 0.24003 |  | 6890.6344
8 | 1 | 15 | 765 | 155 | 41.7 | 4.1 | 696.748 | 56.737 | 5284.678 | 5086.384 |  | 10342.8463 | 0.3361 | 0.26581 | 8850.4078 | 0.2876 | 0.22746 |  | 5809.8553
8 | 1 | 16 | 698 | 119 | 41.7 | 3.1 | 470.511 | 52.947 | 3534.924 | 3394.398 |  | 6966.9736 | 0.32025 | 0.2488 | 5886.5822 | 0.27059 | 0.21022 |  | 4080.3706
8 | 1 | 17 | 516 | 150 | 41.7 | 4.1 | 275.329 | 47.565 | 1978.389 | 1880.481 |  | 2340.8246 | 0.22702 | 0.12871 | 2020.1065 | 0.19591 | 0.11108 |  | 2326.1732
8 | 1 | 18 | 134 | 101 | 41.7 | 3.6 | 79.274 | 43.248 | 620.545 | 553.071 |  | 0 | 0 | 0 | 0 | 0 | 0 |  | 467.3416
8 | 1 | 19 | 0 | 0 | 40.6 | 2.6 | 0 | 40.6 | 0 | 0 |  | 0 | 0 |  | 0 | 0 |  |  | 0
8 | 1 | 20 | 0 | 0 | 39.4 | 2.1 | 0 | 39.4 | 0 | 0 |  | 0 | 0 |  | 0 | 0 |  |  | 0
8 | 1 | 21 | 0 | 0 | 38.9 | 2.1 | 0 | 38.9 | 0 | 0 |  | 0 | 0 |  | 0 | 0 |  |  | 0
8 | 1 | 22 | 0 | 0 | 38.3 | 3.6 | 0 | 38.3 | 0 | 0 |  | 0 | 0 |  | 0 | 0 |  |  | 0
8 | 1 | 23 | 0 | 0 | 36.7 | 6.2 | 0 | 36.7 | 0 | 0 |  | 0 | 0 |  | 0 | 0 |  |  | 0
8 | 2 | 0 | 0 | 0 | 35.6 | 2.1 | 0 | 35.6 | 0 | 0 |  | 0 | 0 |  | 0 | 0 |  |  | 0
8 | 2 | 1 | 0 | 0 | 35 | 2.1 | 0 | 35 | 0 | 0 |  | 0 | 0 |  | 0 | 0 |  |  | 0
8 | 2 | 2 | 0 | 0 | 34.4 | 2.1 | 0 | 34.4 | 0 | 0 |  | 0 | 0 |  | 0 | 0 |  |  | 0
8 | 2 | 3 | 0 | 0 | 33.9 | 2.1 | 0 | 33.9 | 0 | 0 |  | 0 | 0 |  | 0 | 0 |  |  | 0
8 | 2 | 4 | 0 | 0 | 32.8 | 2.1 | 0 | 32.8 | 0 | 0 |  | 0 | 0 |  | 0 | 0 |  |  | 0
8 | 2 | 5 | 0 | 0 | 32.2 | 2.1 | 0 | 32.2 | 0 | 0 |  | 0 | 0 |  | 0 | 0 |  |  | 0
8 | 2 | 6 | 212 | 47 | 32.2 | 2.1 | 35.808 | 31.781 | 300.644 | 239.427 |  | 0 | 0 | 0 | 0 | 0 | 0 |  | 0
8 | 2 | 7 | 517 | 92 | 33.3 | 2.6 | 208.168 | 37.255 | 1486.693 | 1400.532 |  | 0 | 0 | 0 | 0 | 0 | 0 |  | 500.2025
8 | 2 | 8 | 446 | 188 | 35 | 4.6 | 390.916 | 42.33 | 3069.992 | 2943.06 |  | 1129.2193 | 0.13823 | 0.062599 | 963.2243 | 0.11791 | 0.053397 |  | 2196.2426
8 | 2 | 9 | 233 | 343 | 35.6 | 4.1 | 480.148 | 45.409 | 3818.777 | 3669.588 |  | 2186.5688 | 0.31542 | 0.087674 | 1837.903 | 0.26513 | 0.073694 |  | 3262.8063
8 | 2 | 10 | 163 | 400 | 36.1 | 5.2 | 519.956 | 45.808 | 4142.844 | 3983.43 |  | 2133.4317 | 0.33422 | 0.07791 | 1821.2419 | 0.28531 | 0.066509 |  | 3642.4804
8 | 2 | 11 | 480 | 465 | 36.1 | 4.1 | 914.579 | 54.927 | 7039.222 | 6772.524 |  | 7534.4852 | 0.34196 | 0.16222 | 6555.2109 | 0.29751 | 0.14114 |  | 6541.7125
8 | 2 | 12 | 609 | 405 | 36.1 | 2.6 | 1006.494 | 60.577 | 7576.826 | 7287.068 |  | 10331.7787 | 0.34262 | 0.20094 | 9004.2061 | 0.29859 | 0.17512 |  | 7417.8796
8 | 2 | 13 | 483 | 434 | 37.8 | 5.2 | 894.586 | 55.272 | 6876.359 | 6616.452 |  | 8233.5149 | 0.34261 | 0.17587 | 7174.6666 | 0.29855 | 0.15325 |  | 6654.8867
8 | 2 | 14 | 290 | 363 | 37.8 | 3.6 | 604.488 | 51.663 | 4708.948 | 4530.813 |  | 4626.9773 | 0.34236 | 0.14205 | 4023.9937 | 0.29774 | 0.12354 |  | 4532.929
8 | 2 | 15 | 412 | 203 | 37.2 | 3.1 | 493.572 | 48.716 | 3869.308 | 3718.548 |  | 5578.0604 | 0.33617 | 0.2047 | 4773.8622 | 0.28771 | 0.17519 |  | 3925.9288
8 | 2 | 16 | 695 | 124 | 38.3 | 2.6 | 474.328 | 49.775 | 3609.148 | 3466.383 |  | 6945.9515 | 0.32034 | 0.24637 | 5868.8513 | 0.27066 | 0.20817 |  | 4102.4853
8 | 2 | 17 | 567 | 84 | 37.8 | 2.6 | 233.005 | 43.583 | 1647.742 | 1557.824 |  | 2581.1159 | 0.22766 | 0.1639 | 2227.2616 | 0.19645 | 0.14143 |  | 2076.9342
8 | 2 | 18 | 172 | 58 | 37.2 | 3.1 | 50.037 | 37.908 | 388.036 | 325.144 |  | 0 | 0 | 0 | 0 | 0 | 0 |  | 330.2642
8 | 2 | 19 | 0 | 0 | 36.1 | 2.1 | 0 | 36.1 | 0 | 0 |  | 0 | 0 |  | 0 | 0 |  |  | 0
8 | 2 | 20 | 0 | 0 | 36.1 | 2.1 | 0 | 36.1 | 0 | 0 |  | 0 | 0 |  | 0 | 0 |  |  | 0
8 | 2 | 21 | 0 | 0 | 34.4 | 2.1 | 0 | 34.4 | 0 | 0 |  | 0 | 0 |  | 0 | 0 |  |  | 0
8 | 2 | 22 | 0 | 0 | 34.4 | 2.1 | 0 | 34.4 | 0 | 0 |  | 0 | 0 |  | 0 | 0 |  |  | 0
8 | 2 | 23 | 0 | 0 | 33.9 | 2.1 | 0 | 33.9 | 0 | 0 |  | 0 | 0 |  | 0 | 0 |  |  | 0
8 | 3 | 0 | 0 | 0 | 33.3 | 2.1 | 0 | 33.3 | 0 | 0 |  | 0 | 0 |  | 0 | 0 |  |  | 0
8 | 3 | 1 | 0 | 0 | 33.3 | 2.1 | 0 | 33.3 | 0 | 0 |  | 0 | 0 |  | 0 | 0 |  |  | 0
8 | 3 | 2 | 0 | 0 | 33.3 | 1.5 | 0 | 33.3 | 0 | 0 |  | 0 | 0 |  | 0 | 0 |  |  | 0
8 | 3 | 3 | 0 | 0 | 32.2 | 3.1 | 0 | 32.2 | 0 | 0 |  | 0 | 0 |  | 0 | 0 |  |  | 0
8 | 3 | 4 | 0 | 0 | 30 | 2.1 | 0 | 30 | 0 | 0 |  | 0 | 0 |  | 0 | 0 |  |  | 0
8 | 3 | 5 | 0 | 0 | 30 | 3.6 | 0 | 30 | 0 | 0 |  | 0 | 0 |  | 0 | 0 |  |  | 0
8 | 3 | 6 | 0 | 18 | 28.9 | 2.1 | 15.966 | 27.822 | 135.949 | 77.816 |  | 0 | 0 | 0 | 0 | 0 | 0 |  | 0
8 | 3 | 7 | 0 | 70 | 29.4 | 2.1 | 62.426 | 29.62 | 528.186 | 462.555 |  | 0 | 0 | 0 | 0 | 0 | 0 |  | 219.3792
8 | 3 | 8 | 1 | 183 | 31.1 | 2.1 | 163.883 | 34.173 | 1363.946 | 1280.589 |  | 2.5778 | 0.14041 | 0.0002678 | 2.2006 | 0.11986 | 0.00022861 |  | 1063.4242
8 | 3 | 9 | 413 | 399 | 32.8 | 2.6 | 660.506 | 47.771 | 5200.542 | 5005.265 |  | 3886.1279 | 0.31565 | 0.11684 | 3267.8735 | 0.26543 | 0.098256 |  | 4438.4879
8 | 3 | 10 | 311 | 462 | 33.9 | 4.1 | 711.325 | 48.91 | 5599.654 | 5389.853 |  | 4079.2261 | 0.33435 | 0.1119 | 3482.7193 | 0.28546 | 0.095534 |  | 4956.4492
8 | 3 | 11 | 653 | 285 | 35 | 2.6 | 908.85 | 56.882 | 6940.921 | 6678.333 |  | 10268.0512 | 0.34201 | 0.22825 | 8933.2156 | 0.29755 | 0.19858 |  | 6588.0595
8 | 3 | 12 | 607 | 367 | 36.1 | 5.2 | 969.905 | 54.799 | 7470.037 | 7184.939 |  | 10313.1747 | 0.34261 | 0.2089 | 8987.7995 | 0.29858 | 0.18205 |  | 7155.6968
8 | 3 | 13 | 426 | 430 | 37.2 | 3.6 | 831.483 | 55.922 | 6375.181 | 6135.606 |  | 7271.9744 | 0.34261 | 0.16602 | 6336.3835 | 0.29853 | 0.14466 |  | 6189.6411
8 | 3 | 14 | 564 | 384 | 38.3 | 3.6 | 864.906 | 57.435 | 6585.309 | 6337.313 |  | 9010.9605 | 0.34239 | 0.19388 | 7836.3641 | 0.29776 | 0.1686 |  | 6672.3643
8 | 3 | 15 | 719 | 252 | 38.9 | 3.6 | 757.212 | 55.875 | 5769.35 | 5553.208 |  | 9747.7702 | 0.33624 | 0.23088 | 8343.6431 | 0.28781 | 0.19762 |  | 6177.7842
8 | 3 | 16 | 652 | 152 | 38.9 | 3.6 | 479.711 | 49.882 | 3657.319 | 3513.092 |  | 6524.1323 | 0.32042 | 0.2302 | 5512.4524 | 0.27073 | 0.1945 |  | 4083.9255
8 | 3 | 17 | 511 | 99 | 38.9 | 5.2 | 231.874 | 43.272 | 1662.908 | 1572.632 |  | 2333.0121 | 0.2282 | 0.15129 | 2013.0019 | 0.1969 | 0.13053 |  | 2011.4483
8 | 3 | 18 | 201 | 63 | 38.9 | 2.6 | 54.272 | 39.846 | 416.386 | 352.945 |  | 0 | 0 | 0 | 0 | 0 | 0 |  | 367.5769
8 | 3 | 19 | 9 | 1 | 37.8 | 2.6 | 0.917 | 36.948 | 7.558 | 0 |  | 0 | 0 | 0 | 0 | 0 | 0 |  | 0
8 | 3 | 20 | 0 | 0 | 36.1 | 1.5 | 0 | 36.1 | 0 | 0 |  | 0 | 0 |  | 0 | 0 |  |  | 0
8 | 3 | 21 | 0 | 0 | 35.6 | 1.5 | 0 | 35.6 | 0 | 0 |  | 0 | 0 |  | 0 | 0 |  |  | 0
8 | 3 | 22 | 0 | 0 | 35 | 4.1 | 0 | 35 | 0 | 0 |  | 0 | 0 |  | 0 | 0 |  |  | 0
8 | 3 | 23 | 0 | 0 | 33.9 | 2.6 | 0 | 33.9 | 0 | 0 |  | 0 | 0 |  | 0 | 0 |  |  | 0
8 | 4 | 0 | 0 | 0 | 33.3 | 1.5 | 0 | 33.3 | 0 | 0 |  | 0 | 0 |  | 0 | 0 |  |  | 0
8 | 4 | 1 | 0 | 0 | 32.2 | 1.5 | 0 | 32.2 | 0 | 0 |  | 0 | 0 |  | 0 | 0 |  |  | 0
8 | 4 | 2 | 0 | 0 | 31.7 | 2.1 | 0 | 31.7 | 0 | 0 |  | 0 | 0 |  | 0 | 0 |  |  | 0
8 | 4 | 3 | 0 | 0 | 30.6 | 1.5 | 0 | 30.6 | 0 | 0 |  | 0 | 0 |  | 0 | 0 |  |  | 0
8 | 4 | 4 | 0 | 0 | 29.4 | 1 | 0 | 29.4 | 0 | 0 |  | 0 | 0 |  | 0 | 0 |  |  | 0
8 | 4 | 5 | 4 | 0 | 29.4 | 1 | 0 | 29.4 | 0 | 0 |  | 0 | 0 | 0 | 0 | 0 | 0 |  | 0
8 | 4 | 6 | 137 | 39 | 30 | 2.6 | 31.519 | 29.426 | 266.865 | 206.287 |  | 0 | 0 | 0 | 0 | 0 | 0 |  | 0
8 | 4 | 7 | 543 | 79 | 31.1 | 2.1 | 203.526 | 35.104 | 1449.02 | 1363.724 |  | 0 | 0 | 0 | 0 | 0 | 0 |  | 475.7135
8 | 4 | 8 | 688 | 108 | 33.3 | 2.6 | 435.414 | 43.108 | 3373.094 | 3237.383 |  | 1807.1312 | 0.14271 | 0.098574 | 1544.0045 | 0.12193 | 0.084221 |  | 2345.4332
8 | 4 | 9 | 764 | 138 | 34.4 | 2.6 | 662.055 | 50.054 | 5145.117 | 4951.814 |  | 7208.6522 | 0.31589 | 0.23977 | 6064.4144 | 0.26575 | 0.20171 |  | 4341.8398
8 | 4 | 10 | 796 | 174 | 36.1 | 2.6 | 847.81 | 56.478 | 6473.663 | 6230.161 |  | 10463.4474 | 0.33449 | 0.25889 | 8934.4862 | 0.28561 | 0.22106 |  | 6007.5957
8 | 4 | 11 | 818 | 193 | 36.7 | 3.1 | 969.315 | 59.022 | 7339.817 | 7060.347 |  | 12885.3825 | 0.34206 | 0.26955 | 11209.9024 | 0.29758 | 0.2345 |  | 7168.186
8 | 4 | 12 | 807 | 211 | 38.3 | 3.1 | 1006.977 | 61.623 | 7548.496 | 7259.978 |  | 13731.7855 | 0.34261 | 0.26842 | 11966.6243 | 0.29857 | 0.23392 |  | 7673.1272
8 | 4 | 13 | 815 | 195 | 38.9 | 3.1 | 975.722 | 61.625 | 7312.528 | 7034.23 |  | 13931.6908 | 0.3426 | 0.2737 | 12138.4001 | 0.2985 | 0.23847 |  | 7657.8161
8 | 4 | 14 | 784 | 177 | 39.4 | 3.6 | 854.323 | 58.572 | 6472.249 | 6228.803 |  | 12542.7174 | 0.34241 | 0.27312 | 10907.3531 | 0.29777 | 0.23751 |  | 6901.2288
8 | 4 | 15 | 765 | 162 | 39.4 | 3.1 | 706.174 | 56.072 | 5371.401 | 5169.973 |  | 10385.0986 | 0.3363 | 0.26368 | 8890.4733 | 0.2879 | 0.22573 |  | 5873.993
8 | 4 | 16 | 714 | 110 | 40 | 4.1 | 471.335 | 50.249 | 3576.384 | 3434.609 |  | 7152.7151 | 0.3205 | 0.25461 | 6043.5545 | 0.2708 | 0.21513 |  | 4108.8776
8 | 4 | 17 | 598 | 75 | 40 | 3.6 | 233.349 | 45.203 | 1628.262 | 1538.803 |  | 2736.7476 | 0.22864 | 0.17204 | 2361.1917 | 0.19726 | 0.14843 |  | 2111.9379
8 | 4 | 18 | 257 | 53 | 39.4 | 3.1 | 46.143 | 40.107 | 343.096 | 281.068 |  | 0 | 0 | 0 | 0 | 0 | 0 |  | 365.96
8 | 4 | 19 | 8 | 0 | 38.3 | 2.1 | 0 | 38.3 | 0 | 0 |  | 0 | 0 | 0 | 0 | 0 | 0 |  | 0
8 | 4 | 20 | 0 | 0 | 36.7 | 2.1 | 0 | 36.7 | 0 | 0 |  | 0 | 0 |  | 0 | 0 |  |  | 0
8 | 4 | 21 | 0 | 0 | 35.6 | 1.5 | 0 | 35.6 | 0 | 0 |  | 0 | 0 |  | 0 | 0 |  |  | 0
8 | 4 | 22 | 0 | 0 | 35.6 | 1.5 | 0 | 35.6 | 0 | 0 |  | 0 | 0 |  | 0 | 0 |  |  | 0
8 | 4 | 23 | 0 | 0 | 35 | 1.5 | 0 | 35 | 0 | 0 |  | 0 | 0 |  | 0 | 0 |  |  | 0
8 | 5 | 0 | 0 | 0 | 34.4 | 1 | 0 | 34.4 | 0 | 0 |  | 0 | 0 |  | 0 | 0 |  |  | 0
8 | 5 | 1 | 0 | 0 | 33.3 | 2.1 | 0 | 33.3 | 0 | 0 |  | 0 | 0 |  | 0 | 0 |  |  | 0
8 | 5 | 2 | 0 | 0 | 33.3 | 1.5 | 0 | 33.3 | 0 | 0 |  | 0 | 0 |  | 0 | 0 |  |  | 0
8 | 5 | 3 | 0 | 0 | 32.8 | 1.5 | 0 | 32.8 | 0 | 0 |  | 0 | 0 |  | 0 | 0 |  |  | 0
8 | 5 | 4 | 0 | 0 | 32.2 | 1 | 0 | 32.2 | 0 | 0 |  | 0 | 0 |  | 0 | 0 |  |  | 0
8 | 5 | 5 | 2 | 0 | 32.2 | 1 | 0 | 32.2 | 0 | 0 |  | 0 | 0 | 0 | 0 | 0 | 0 |  | 0
8 | 5 | 6 | 266 | 41 | 32.2 | 1.5 | 31.419 | 31.595 | 263.965 | 203.442 |  | 0 | 0 | 0 | 0 | 0 | 0 |  | 0
8 | 5 | 7 | 374 | 116 | 32.2 | 1.5 | 194.749 | 36.359 | 1444.349 | 1359.161 |  | 0 | 0 | 0 | 0 | 0 | 0 |  | 524.1879
8 | 5 | 8 | 567 | 217 | 33.9 | 2.1 | 476.649 | 45.332 | 3698.36 | 3552.88 |  | 1518.7287 | 0.14515 | 0.06949 | 1298.6915 | 0.12412 | 0.059422 |  | 2681.4181
8 | 5 | 9 | 750 | 151 | 34.4 | 2.1 | 667.427 | 51.265 | 5164.459 | 4970.468 |  | 7096.556 | 0.31613 | 0.23363 | 5972.6323 | 0.26606 | 0.19663 |  | 4370.8316
8 | 5 | 10 | 811 | 174 | 36.7 | 2.6 | 861.769 | 57.391 | 6556.796 | 6309.953 |  | 10684.2429 | 0.33462 | 0.26018 | 9124.2077 | 0.28576 | 0.22219 |  | 6108.6197
8 | 5 | 11 | 799 | 207 | 37.8 | 3.1 | 966.281 | 60.06 | 7286.837 | 7009.641 |  | 12608.5661 | 0.34211 | 0.2642 | 10968.6493 | 0.29761 | 0.22984 |  | 7134.7016
8 | 5 | 12 | 805 | 214 | 38.3 | 2.6 | 1009.363 | 62.884 | 7528.168 | 7240.538 |  | 13718.365 | 0.34261 | 0.26754 | 11954.2996 | 0.29855 | 0.23314 |  | 7687.1816
8 | 5 | 13 | 797 | 199 | 39.4 | 3.1 | 963.889 | 61.869 | 7216.88 | 6942.671 |  | 13642.8845 | 0.3426 | 0.2714 | 11885.8122 | 0.29848 | 0.23645 |  | 7552.8869
8 | 5 | 14 | 781 | 180 | 40 | 2.6 | 855.715 | 61.156 | 6416.551 | 6175.33 |  | 12511.2454 | 0.34243 | 0.27206 | 10879.6089 | 0.29777 | 0.23658 |  | 6906.6942
8 | 5 | 15 | 772 | 162 | 40 | 3.6 | 711.905 | 56.016 | 5416.341 | 5213.278 |  | 10493.5171 | 0.33637 | 0.26431 | 8984.6039 | 0.288 | 0.2263 |  | 5923.5187
8 | 5 | 16 | 717 | 111 | 40.6 | 3.6 | 474.267 | 51.397 | 3583.198 | 3441.218 |  | 7190.4835 | 0.32057 | 0.25446 | 6075.4433 | 0.27086 | 0.215 |  | 4132.9576
8 | 5 | 17 | 608 | 75 | 40.6 | 3.1 | 236.174 | 46.177 | 1640.818 | 1551.063 |  | 2787.6591 | 0.22898 | 0.17302 | 2404.9822 | 0.19755 | 0.14927 |  | 2140.6048
8 | 5 | 18 | 276 | 52 | 40 | 3.6 | 45.67 | 40.671 | 336.822 | 274.914 |  | 0 | 0 | 0 | 0 | 0 | 0 |  | 373.8416
8 | 5 | 19 | 5 | 0 | 38.9 | 2.1 | 0 | 38.9 | 0 | 0 |  | 0 | 0 | 0 | 0 | 0 | 0 |  | 0
8 | 5 | 20 | 0 | 0 | 36.7 | 1.5 | 0 | 36.7 | 0 | 0 |  | 0 | 0 |  | 0 | 0 |  |  | 0
8 | 5 | 21 | 0 | 0 | 35 | 1.5 | 0 | 35 | 0 | 0 |  | 0 | 0 |  | 0 | 0 |  |  | 0
8 | 5 | 22 | 0 | 0 | 34.4 | 1.5 | 0 | 34.4 | 0 | 0 |  | 0 | 0 |  | 0 | 0 |  |  | 0
8 | 5 | 23 | 0 | 0 | 33.9 | 1 | 0 | 33.9 | 0 | 0 |  | 0 | 0 |  | 0 | 0 |  |  | 0
8 | 6 | 0 | 0 | 0 | 34.4 | 1 | 0 | 34.4 | 0 | 0 |  | 0 | 0 |  | 0 | 0 |  |  | 0
8 | 6 | 1 | 0 | 0 | 33.9 | 1 | 0 | 33.9 | 0 | 0 |  | 0 | 0 |  | 0 | 0 |  |  | 0
8 | 6 | 2 | 0 | 0 | 33.3 | 1 | 0 | 33.3 | 0 | 0 |  | 0 | 0 |  | 0 | 0 |  |  | 0
8 | 6 | 3 | 0 | 0 | 30 | 1.5 | 0 | 30 | 0 | 0 |  | 0 | 0 |  | 0 | 0 |  |  | 0
8 | 6 | 4 | 0 | 0 | 29.4 | 1 | 0 | 29.4 | 0 | 0 |  | 0 | 0 |  | 0 | 0 |  |  | 0
8 | 6 | 5 | 2 | 0 | 28.9 | 1 | 0 | 28.9 | 0 | 0 |  | 0 | 0 | 0 | 0 | 0 | 0 |  | 0
8 | 6 | 6 | 318 | 36 | 30 | 1.5 | 27.881 | 29.19 | 236.259 | 176.258 |  | 0 | 0 | 0 | 0 | 0 | 0 |  | 0
8 | 6 | 7 | 592 | 66 | 32.2 | 1.5 | 204.417 | 36.617 | 1427.716 | 1342.909 |  | 0 | 0 | 0 | 0 | 0 | 0 |  | 461.7222
8 | 6 | 8 | 720 | 94 | 34.4 | 2.6 | 439.952 | 44.329 | 3389.194 | 3253.009 |  | 1968.1006 | 0.14773 | 0.1078 | 1684.3984 | 0.12644 | 0.09226 |  | 2357.6115
8 | 6 | 9 | 787 | 123 | 36.1 | 2.6 | 665.501 | 51.834 | 5136.194 | 4943.208 |  | 7468.2139 | 0.31638 | 0.24842 | 6288.0155 | 0.26638 | 0.20916 |  | 4366.1083
8 | 6 | 10 | 823 | 156 | 37.8 | 2.6 | 855.896 | 58.334 | 6487.771 | 6243.703 |  | 10866.7438 | 0.33476 | 0.26732 | 9281.3307 | 0.28592 | 0.22832 |  | 6072.4189
8 | 6 | 11 | 842 | 171 | 39.4 | 2.6 | 973.692 | 62.928 | 7258.676 | 6982.685 |  | 13311.0025 | 0.34216 | 0.278 | 11579.227 | 0.29764 | 0.24183 |  | 7214.4379
8 | 6 | 12 | 843 | 178 | 40 | 2.6 | 1013.549 | 64.639 | 7505.857 | 7219.201 |  | 14387.6392 | 0.34261 | 0.28024 | 12536.6807 | 0.29853 | 0.24419 |  | 7752.1194
8 | 6 | 13 | 812 | 182 | 41.1 | 3.1 | 963.162 | 63.524 | 7163.501 | 6891.56 |  | 13918.8406 | 0.3426 | 0.27737 | 12125.1768 | 0.29845 | 0.24163 |  | 7565.2902
8 | 6 | 14 | 815 | 163 | 41.7 | 3.6 | 869.43 | 61.129 | 6519.931 | 6274.571 |  | 13072.8653 | 0.34245 | 0.27974 | 11367.618 | 0.29778 | 0.24325 |  | 7049.135
8 | 6 | 15 | 788 | 148 | 42.2 | 4.1 | 708.822 | 57.509 | 5360.435 | 5159.404 |  | 10724.2216 | 0.33642 | 0.27049 | 9183.4689 | 0.28809 | 0.23163 |  | 5936.5574
8 | 6 | 16 | 754 | 96 | 42.2 | 3.1 | 479.487 | 53.673 | 3586.233 | 3444.161 |  | 7569.1055 | 0.32064 | 0.26422 | 6395.3153 | 0.27091 | 0.22325 |  | 4214.7317
8 | 6 | 17 | 643 | 64 | 41.7 | 3.6 | 237.127 | 47.046 | 1629.188 | 1539.708 |  | 2951.981 | 0.22922 | 0.18179 | 2546.6444 | 0.19775 | 0.15683 |  | 2173.3059
8 | 6 | 18 | 293 | 47 | 41.1 | 2.6 | 41.983 | 41.86 | 304.219 | 242.933 |  | 0 | 0 | 0 | 0 | 0 | 0 |  | 365.2689
8 | 6 | 19 | 5 | 0 | 40 | 1.5 | 0 | 40 | 0 | 0 |  | 0 | 0 | 0 | 0 | 0 | 0 |  | 0
8 | 6 | 20 | 0 | 0 | 37.2 | 1.5 | 0 | 37.2 | 0 | 0 |  | 0 | 0 |  | 0 | 0 |  |  | 0
8 | 6 | 21 | 0 | 0 | 36.1 | 0 | 0 | 36.1 | 0 | 0 |  | 0 | 0 |  | 0 | 0 |  |  | 0
8 | 6 | 22 | 0 | 0 | 36.1 | 0 | 0 | 36.1 | 0 | 0 |  | 0 | 0 |  | 0 | 0 |  |  | 0
8 | 6 | 23 | 0 | 0 | 35.6 | 1.5 | 0 | 35.6 | 0 | 0 |  | 0 | 0 |  | 0 | 0 |  |  | 0
8 | 7 | 0 | 0 | 0 | 35 | 1 | 0 | 35 | 0 | 0 |  | 0 | 0 |  | 0 | 0 |  |  | 0
8 | 7 | 1 | 0 | 0 | 32.2 | 1 | 0 | 32.2 | 0 | 0 |  | 0 | 0 |  | 0 | 0 |  |  | 0
8 | 7 | 2 | 0 | 0 | 32.2 | 0 | 0 | 32.2 | 0 | 0 |  | 0 | 0 |  | 0 | 0 |  |  | 0
8 | 7 | 3 | 0 | 0 | 31.7 | 1 | 0 | 31.7 | 0 | 0 |  | 0 | 0 |  | 0 | 0 |  |  | 0
8 | 7 | 4 | 0 | 0 | 31.7 | 1 | 0 | 31.7 | 0 | 0 |  | 0 | 0 |  | 0 | 0 |  |  | 0
8 | 7 | 5 | 2 | 0 | 28.9 | 1.5 | 0 | 28.9 | 0 | 0 |  | 0 | 0 | 0 | 0 | 0 | 0 |  | 0
8 | 7 | 6 | 337 | 33 | 30.6 | 2.1 | 25.41 | 29.84 | 214.826 | 155.227 |  | 0 | 0 | 0 | 0 | 0 | 0 |  | 0
8 | 7 | 7 | 642 | 56 | 33.3 | 2.1 | 209.435 | 37.501 | 1443.048 | 1357.89 |  | 0 | 0 | 0 | 0 | 0 | 0 |  | 454.9735
8 | 7 | 8 | 757 | 81 | 35.6 | 2.1 | 445.749 | 46.324 | 3403.613 | 3267.001 |  | 2113.1526 | 0.15044 | 0.11548 | 1810.099 | 0.12887 | 0.09892 |  | 2382.5757
8 | 7 | 9 | 815 | 108 | 37.2 | 2.6 | 670.878 | 53.065 | 5152.151 | 4958.598 |  | 7756.8101 | 0.31662 | 0.25712 | 6533.6022 | 0.26669 | 0.21657 |  | 4405.4816
8 | 7 | 10 | 857 | 142 | 39.4 | 2.6 | 872.061 | 60.277 | 6559.33 | 6312.384 |  | 11341.5211 | 0.3349 | 0.27448 | 9688.233 | 0.28608 | 0.23446 |  | 6198.1245
8 | 7 | 11 | 861 | 161 | 41.1 | 3.1 | 983.261 | 63.666 | 7308.228 | 7030.115 |  | 13635.9539 | 0.3422 | 0.28232 | 11861.356 | 0.29767 | 0.24557 |  | 7295.4133
8 | 7 | 12 | 857 | 174 | 42.8 | 2.6 | 1024.838 | 67.622 | 7497.488 | 7211.196 |  | 14648.7328 | 0.3426 | 0.28229 | 12763.188 | 0.29851 | 0.24596 |  | 7844.6182
8 | 7 | 13 | 828 | 174 | 43.3 | 3.1 | 971.875 | 65.882 | 7159.383 | 6887.617 |  | 14212.5931 | 0.3426 | 0.28078 | 12379.9483 | 0.29843 | 0.24457 |  | 7645.9255
8 | 7 | 14 | 837 | 156 | 43.9 | 4.1 | 882.441 | 62.792 | 6573.39 | 6325.876 |  | 13442.8528 | 0.34247 | 0.28335 | 11688.9945 | 0.29779 | 0.24638 |  | 7170.9418
8 | 7 | 15 | 833 | 135 | 43.9 | 3.6 | 728.576 | 60.299 | 5448.097 | 5243.875 |  | 11350.1338 | 0.33648 | 0.27806 | 9720.8521 | 0.28818 | 0.23814 |  | 6138.761
8 | 7 | 16 | 741 | 99 | 43.3 | 4.6 | 476.259 | 53.321 | 3568.419 | 3426.885 |  | 7445.4875 | 0.3207 | 0.26204 | 6290.8228 | 0.27096 | 0.2214 |  | 4175.288
8 | 7 | 17 | 628 | 67 | 43.3 | 3.1 | 234.226 | 48.915 | 1600.562 | 1511.754 |  | 2885.3024 | 0.22936 | 0.17924 | 2489.0627 | 0.19786 | 0.15463 |  | 2149.6802
8 | 7 | 18 | 285 | 43 | 42.8 | 2.6 | 38.575 | 43.55 | 276.752 | 215.987 |  | 0 | 0 | 0 | 0 | 0 | 0 |  | 344.1833
8 | 7 | 19 | 4 | 0 | 41.1 | 1.5 | 0 | 41.1 | 0 | 0 |  | 0 | 0 | 0 | 0 | 0 | 0 |  | 0
8 | 7 | 20 | 0 | 0 | 37.8 | 1.5 | 0 | 37.8 | 0 | 0 |  | 0 | 0 |  | 0 | 0 |  |  | 0
8 | 7 | 21 | 0 | 0 | 37.2 | 0 | 0 | 37.2 | 0 | 0 |  | 0 | 0 |  | 0 | 0 |  |  | 0
8 | 7 | 22 | 0 | 0 | 37.8 | 3.6 | 0 | 37.8 | 0 | 0 |  | 0 | 0 |  | 0 | 0 |  |  | 0
8 | 7 | 23 | 0 | 0 | 35.6 | 1.5 | 0 | 35.6 | 0 | 0 |  | 0 | 0 |  | 0 | 0 |  |  | 0
8 | 8 | 0 | 0 | 0 | 34.4 | 1.5 | 0 | 34.4 | 0 | 0 |  | 0 | 0 |  | 0 | 0 |  |  | 0
8 | 8 | 1 | 0 | 0 | 33.9 | 2.1 | 0 | 33.9 | 0 | 0 |  | 0 | 0 |  | 0 | 0 |  |  | 0
8 | 8 | 2 | 0 | 0 | 33.9 | 3.6 | 0 | 33.9 | 0 | 0 |  | 0 | 0 |  | 0 | 0 |  |  | 0
8 | 8 | 3 | 0 | 0 | 33.3 | 2.1 | 0 | 33.3 | 0 | 0 |  | 0 | 0 |  | 0 | 0 |  |  | 0
8 | 8 | 4 | 0 | 0 | 32.8 | 1 | 0 | 32.8 | 0 | 0 |  | 0 | 0 |  | 0 | 0 |  |  | 0
8 | 8 | 5 | 1 | 0 | 32.8 | 1 | 0 | 32.8 | 0 | 0 |  | 0 | 0 | 0 | 0 | 0 | 0 |  | 0
8 | 8 | 6 | 211 | 45 | 32.8 | 2.1 | 34.492 | 32.372 | 288.979 | 227.983 |  | 0 | 0 | 0 | 0 | 0 | 0 |  | 0
8 | 8 | 7 | 437 | 137 | 35 | 2.6 | 229.793 | 39.52 | 1687.416 | 1596.558 |  | 0 | 0 | 0 | 0 | 0 | 0 |  | 628.5162
8 | 8 | 8 | 696 | 122 | 37.2 | 2.6 | 456.729 | 47.618 | 3486.1 | 3347.036 |  | 1985.3914 | 0.15329 | 0.10257 | 1702.1232 | 0.13142 | 0.087934 |  | 2474.3813
8 | 8 | 9 | 513 | 238 | 38.9 | 4.1 | 589.672 | 51.088 | 4576.281 | 4402.631 |  | 4897.248 | 0.31687 | 0.17522 | 4126.5475 | 0.26701 | 0.14764 |  | 3879.0041
8 | 8 | 10 | 211 | 475 | 39.4 | 3.6 | 636.804 | 53.353 | 4929.454 | 4743.732 |  | 2798.8308 | 0.33504 | 0.084071 | 2391.1989 | 0.28624 | 0.071827 |  | 4448.1716
8 | 8 | 11 | 814 | 202 | 41.1 | 3.1 | 980.376 | 63.14 | 7302.582 | 7024.71 |  | 12914.974 | 0.34224 | 0.26716 | 11233.6611 | 0.29769 | 0.23238 |  | 7239.6004
8 | 8 | 12 | 765 | 238 | 41.7 | 3.1 | 1007.033 | 64.963 | 7448.016 | 7163.874 |  | 13096.0104 | 0.3426 | 0.2582 | 11409.3228 | 0.29848 | 0.22495 |  | 7563.9526
8 | 8 | 13 | 786 | 225 | 42.2 | 3.6 | 990.102 | 64.141 | 7345.806 | 7066.079 |  | 13510.0701 | 0.3426 | 0.26363 | 11766.915 | 0.2984 | 0.22962 |  | 7666.2117
8 | 8 | 14 | 766 | 206 | 42.8 | 3.6 | 876.037 | 62.399 | 6537.048 | 6291 |  | 12317.8843 | 0.34249 | 0.26331 | 10710.5079 | 0.2978 | 0.22895 |  | 6991.5833
8 | 8 | 15 | 750 | 175 | 43.3 | 2.1 | 711.5 | 62.137 | 5284.803 | 5086.504 |  | 10230.8978 | 0.33653 | 0.25843 | 8763.5177 | 0.28827 | 0.22137 |  | 5887.0891
8 | 8 | 16 | 705 | 120 | 42.8 | 3.1 | 478.195 | 54.257 | 3576.386 | 3434.612 |  | 7089.7782 | 0.32075 | 0.24961 | 5990.2294 | 0.27101 | 0.2109 |  | 4142.8556
8 | 8 | 17 | 310 | 154 | 43.3 | 3.1 | 222.583 | 48.661 | 1634.499 | 1544.894 |  | 1424.5686 | 0.2294 | 0.099655 | 1228.924 | 0.1979 | 0.085969 |  | 1780.6874
8 | 8 | 18 | 9 | 18 | 42.2 | 2.6 | 16.433 | 42.364 | 131.707 | 73.652 |  | 0 | 0 | 0 | 0 | 0 | 0 |  | 72.92
8 | 8 | 19 | 0 | 0 | 38.3 | 8.2 | 0 | 38.3 | 0 | 0 |  | 0 | 0 |  | 0 | 0 |  |  | 0
8 | 8 | 20 | 0 | 0 | 37.2 | 3.1 | 0 | 37.2 | 0 | 0 |  | 0 | 0 |  | 0 | 0 |  |  | 0
8 | 8 | 21 | 0 | 0 | 37.2 | 4.1 | 0 | 37.2 | 0 | 0 |  | 0 | 0 |  | 0 | 0 |  |  | 0
8 | 8 | 22 | 0 | 0 | 36.1 | 1 | 0 | 36.1 | 0 | 0 |  | 0 | 0 |  | 0 | 0 |  |  | 0
8 | 8 | 23 | 0 | 0 | 35.6 | 2.1 | 0 | 35.6 | 0 | 0 |  | 0 | 0 |  | 0 | 0 |  |  | 0
8 | 9 | 0 | 0 | 0 | 35.6 | 1.5 | 0 | 35.6 | 0 | 0 |  | 0 | 0 |  | 0 | 0 |  |  | 0
8 | 9 | 1 | 0 | 0 | 35 | 1 | 0 | 35 | 0 | 0 |  | 0 | 0 |  | 0 | 0 |  |  | 0
8 | 9 | 2 | 0 | 0 | 33.9 | 1.5 | 0 | 33.9 | 0 | 0 |  | 0 | 0 |  | 0 | 0 |  |  | 0
8 | 9 | 3 | 0 | 0 | 33.3 | 0.5 | 0 | 33.3 | 0 | 0 |  | 0 | 0 |  | 0 | 0 |  |  | 0
8 | 9 | 4 | 0 | 0 | 32.8 | 1.5 | 0 | 32.8 | 0 | 0 |  | 0 | 0 |  | 0 | 0 |  |  | 0
8 | 9 | 5 | 0 | 0 | 31.7 | 1 | 0 | 31.7 | 0 | 0 |  | 0 | 0 |  | 0 | 0 |  |  | 0
8 | 9 | 6 | 0 | 25 | 31.7 | 0.5 | 22.213 | 30.468 | 187.372 | 128.285 |  | 0 | 0 | 0 | 0 | 0 | 0 |  | 0
8 | 9 | 7 | 0 | 101 | 33.3 | 1.5 | 89.385 | 34.488 | 743.182 | 673.218 |  | 0 | 0 | 0 | 0 | 0 | 0 |  | 324.4997
8 | 9 | 8 | 0 | 231 | 33.9 | 1.5 | 206.884 | 38.661 | 1694.131 | 1603.115 |  | 0 | 0.15627 | 0 | 0 | 0.13409 | 0 |  | 1346.1086
8 | 9 | 9 | 31 | 392 | 36.1 | 2.1 | 378.963 | 45.168 | 3027.073 | 2901.36 |  | 296.8446 | 0.31713 | 0.013796 | 250.219 | 0.26732 | 0.011629 |  | 2678.5903
8 | 9 | 10 | 192 | 467 | 37.2 | 3.1 | 614.015 | 50.878 | 4799.01 | 4617.796 |  | 2552.7633 | 0.33517 | 0.079442 | 2181.3183 | 0.2864 | 0.067883 |  | 4281.0523
8 | 9 | 11 | 254 | 426 | 37.8 | 2.6 | 668.398 | 53.999 | 5163.8 | 4969.832 |  | 4037.3072 | 0.34228 | 0.11819 | 3511.5414 | 0.29771 | 0.1028 |  | 4684.5469
8 | 9 | 12 | 317 | 554 | 39.4 | 3.6 | 868.692 | 58.295 | 6599.707 | 6351.129 |  | 5434.9498 | 0.3426 | 0.12091 | 4734.5069 | 0.29845 | 0.10533 |  | 6180.2201
8 | 9 | 13 | 387 | 487 | 40.6 | 3.6 | 857.099 | 59.616 | 6476.726 | 6233.101 |  | 6660.9095 | 0.3426 | 0.14799 | 5800.9348 | 0.29837 | 0.12888 |  | 6292.0503
8 | 9 | 14 | 662 | 217 | 41.1 | 3.1 | 798.955 | 59.746 | 6026.17 | 5800.248 |  | 10658.4661 | 0.34251 | 0.25072 | 9267.4063 | 0.2978 | 0.218 |  | 6308.2707
8 | 9 | 15 | 730 | 170 | 41.7 | 3.1 | 693.33 | 57.972 | 5236.33 | 5039.772 |  | 9968.9955 | 0.33658 | 0.25864 | 8540.3611 | 0.28835 | 0.22158 |  | 5732.5127
8 | 9 | 16 | 696 | 149 | 41.7 | 3.1 | 501.664 | 53.618 | 3768.495 | 3620.861 |  | 7004.6704 | 0.3208 | 0.23619 | 5918.27 | 0.27105 | 0.19956 |  | 4290.854
8 | 9 | 17 | 409 | 144 | 41.7 | 3.6 | 242.602 | 47.207 | 1763.349 | 1670.68 |  | 1878.857 | 0.22934 | 0.11927 | 1620.8399 | 0.19784 | 0.10289 |  | 1997.1302
8 | 9 | 18 | 41 | 66 | 41.1 | 2.6 | 54.687 | 42.177 | 437.485 | 373.634 |  | 0 | 0 | 0 | 0 | 0 | 0 |  | 271.911
8 | 9 | 19 | 2 | 2 | 40.6 | 1.5 | 1.834 | 39.809 | 14.958 | 0 |  | 0 | 0 | 0 | 0 | 0 | 0 |  | 0
8 | 9 | 20 | 0 | 0 | 40 | 1.5 | 0 | 40 | 0 | 0 |  | 0 | 0 |  | 0 | 0 |  |  | 0
8 | 9 | 21 | 0 | 0 | 33.9 | 9.3 | 0 | 33.9 | 0 | 0 |  | 0 | 0 |  | 0 | 0 |  |  | 0
8 | 9 | 22 | 0 | 0 | 33.3 | 1.5 | 0 | 33.3 | 0 | 0 |  | 0 | 0 |  | 0 | 0 |  |  | 0
8 | 9 | 23 | 0 | 0 | 32.2 | 3.1 | 0 | 32.2 | 0 | 0 |  | 0 | 0 |  | 0 | 0 |  |  | 0
8 | 10 | 0 | 0 | 0 | 28.9 | 4.1 | 0 | 28.9 | 0 | 0 |  | 0 | 0 |  | 0 | 0 |  |  | 0
8 | 10 | 1 | 0 | 0 | 30 | 1.5 | 0 | 30 | 0 | 0 |  | 0 | 0 |  | 0 | 0 |  |  | 0
8 | 10 | 2 | 0 | 0 | 29.4 | 1.5 | 0 | 29.4 | 0 | 0 |  | 0 | 0 |  | 0 | 0 |  |  | 0
8 | 10 | 3 | 0 | 0 | 28.9 | 2.1 | 0 | 28.9 | 0 | 0 |  | 0 | 0 |  | 0 | 0 |  |  | 0
8 | 10 | 4 | 0 | 0 | 28.9 | 1.5 | 0 | 28.9 | 0 | 0 |  | 0 | 0 |  | 0 | 0 |  |  | 0
8 | 10 | 5 | 0 | 0 | 28.9 | 1.5 | 0 | 28.9 | 0 | 0 |  | 0 | 0 |  | 0 | 0 |  |  | 0
8 | 10 | 6 | 4 | 32 | 28.9 | 1 | 28.488 | 27.938 | 242.476 | 182.358 |  | 0 | 0 | 0 | 0 | 0 | 0 |  | 0
8 | 10 | 7 | 0 | 116 | 30 | 1.5 | 102.331 | 31.449 | 860.184 | 787.796 |  | 0 | 0 | 0 | 0 | 0 | 0 |  | 374.5338
8 | 10 | 8 | 187 | 280 | 32.8 | 3.1 | 348.312 | 39.897 | 2803.511 | 2684.04 |  | 558.004 | 0.15937 | 0.030658 | 479.1986 | 0.13687 | 0.026328 |  | 2110.9816
8 | 10 | 9 | 398 | 303 | 34.4 | 4.1 | 567.628 | 45.915 | 4499.514 | 4328.433 |  | 3823.0058 | 0.31738 | 0.13677 | 3223.6152 | 0.26762 | 0.11532 |  | 3785.7972
8 | 10 | 10 | 453 | 408 | 35 | 2.6 | 786.654 | 53.801 | 6075.819 | 5847.98 |  | 6037.1593 | 0.33531 | 0.15313 | 5159.5824 | 0.28657 | 0.13087 |  | 5502.798
8 | 10 | 11 | 769 | 181 | 37.2 | 3.1 | 921.027 | 58.36 | 6993.127 | 6728.36 |  | 12245.4488 | 0.34232 | 0.27047 | 10650.2187 | 0.29773 | 0.23524 |  | 6793.2138
8 | 10 | 12 | 832 | 186 | 37.8 | 4.1 | 1016.773 | 59.317 | 7692.832 | 7397.969 |  | 14286.2405 | 0.3426 | 0.2776 | 12443.8045 | 0.29842 | 0.2418 |  | 7759.7045
8 | 10 | 13 | 825 | 184 | 39.4 | 3.6 | 982.79 | 61.264 | 7376.626 | 7095.571 |  | 14218.6642 | 0.34261 | 0.27792 | 12381.7943 | 0.29835 | 0.24201 |  | 7715.6595
8 | 10 | 14 | 810 | 162 | 40.6 | 5.2 | 868.393 | 57.595 | 6604.905 | 6356.117 |  | 13056.8543 | 0.34252 | 0.28004 | 11352.5394 | 0.29781 | 0.24349 |  | 7034.5709
8 | 10 | 15 | 776 | 139 | 41.7 | 5.2 | 694.524 | 55.345 | 5297.642 | 5098.881 |  | 10608.2895 | 0.33663 | 0.27333 | 9089.2661 | 0.28843 | 0.23419 |  | 5821.3426
8 | 10 | 16 | 700 | 96 | 41.7 | 4.6 | 453.63 | 51.2 | 3428.138 | 3290.8 |  | 7049.8075 | 0.32085 | 0.26099 | 5956.3544 | 0.27109 | 0.22051 |  | 3967.3905
8 | 10 | 17 | 525 | 126 | 41.7 | 4.1 | 258.113 | 47.181 | 1840.808 | 1746.27 |  | 2409.5432 | 0.22917 | 0.14067 | 2078.7076 | 0.1977 | 0.12135 |  | 2213.102
8 | 10 | 18 | 40 | 44 | 30 | 11.3 | 37.813 | 29.983 | 315.048 | 253.556 |  | 0 | 0 | 0 | 0 | 0 | 0 |  | 188.8767
8 | 10 | 19 | 0 | 0 | 34.4 | 4.1 | 0 | 34.4 | 0 | 0 |  | 0 | 0 |  | 0 | 0 |  |  | 0
8 | 10 | 20 | 0 | 0 | 35 | 3.6 | 0 | 35 | 0 | 0 |  | 0 | 0 |  | 0 | 0 |  |  | 0
8 | 10 | 21 | 0 | 0 | 33.3 | 2.6 | 0 | 33.3 | 0 | 0 |  | 0 | 0 |  | 0 | 0 |  |  | 0
8 | 10 | 22 | 0 | 0 | 34.4 | 2.1 | 0 | 34.4 | 0 | 0 |  | 0 | 0 |  | 0 | 0 |  |  | 0
8 | 10 | 23 | 0 | 0 | 35 | 5.2 | 0 | 35 | 0 | 0 |  | 0 | 0 |  | 0 | 0 |  |  | 0
8 | 11 | 0 | 0 | 0 | 35 | 2.6 | 0 | 35 | 0 | 0 |  | 0 | 0 |  | 0 | 0 |  |  | 0
8 | 11 | 1 | 0 | 0 | 32.2 | 2.1 | 0 | 32.2 | 0 | 0 |  | 0 | 0 |  | 0 | 0 |  |  | 0
8 | 11 | 2 | 0 | 0 | 31.7 | 1.5 | 0 | 31.7 | 0 | 0 |  | 0 | 0 |  | 0 | 0 |  |  | 0
8 | 11 | 3 | 0 | 0 | 30 | 1.5 | 0 | 30 | 0 | 0 |  | 0 | 0 |  | 0 | 0 |  |  | 0
8 | 11 | 4 | 0 | 0 | 30 | 1.5 | 0 | 30 | 0 | 0 |  | 0 | 0 |  | 0 | 0 |  |  | 0
8 | 11 | 5 | 7 | 1 | 30.6 | 1.5 | 0.917 | 29.039 | 7.776 | 0 |  | 0 | 0 | 0 | 0 | 0 | 0 |  | 0
8 | 11 | 6 | 263 | 60 | 31.1 | 3.1 | 46.598 | 30.958 | 392.382 | 329.406 |  | 0 | 0 | 0 | 0 | 0 | 0 |  | 0
8 | 11 | 7 | 372 | 134 | 32.2 | 2.6 | 213.373 | 36.278 | 1601.239 | 1512.415 |  | 0 | 0 | 0 | 0 | 0 | 0 |  | 602.9372
8 | 11 | 8 | 628 | 129 | 33.3 | 3.6 | 434.12 | 42.169 | 3390.573 | 3254.346 |  | 1918.0678 | 0.16261 | 0.1033 | 1648.5271 | 0.13976 | 0.088782 |  | 2364.3994
8 | 11 | 9 | 755 | 160 | 36.1 | 3.6 | 687.858 | 50.818 | 5335.383 | 5135.259 |  | 7275.1723 | 0.31764 | 0.2324 | 6136.4677 | 0.26792 | 0.19603 |  | 4506.0315
8 | 11 | 10 | 641 | 279 | 37.8 | 3.6 | 832.209 | 55.998 | 6370.233 | 6130.854 |  | 8563.003 | 0.33545 | 0.21315 | 7319.5733 | 0.28674 | 0.18219 |  | 5815.2265
8 | 11 | 11 | 598 | 332 | 38.9 | 2.6 | 913.418 | 61.062 | 6861.776 | 6602.473 |  | 9539.8234 | 0.34236 | 0.21062 | 8296.6342 | 0.29774 | 0.18317 |  | 6566.6676
8 | 11 | 12 | 672 | 414 | 41.1 | 3.6 | 1090.197 | 64.906 | 8065.34 | 7753.775 |  | 11556.3639 | 0.3426 | 0.20835 | 10064.9413 | 0.29839 | 0.18146 |  | 8037.5887
8 | 11 | 13 | 460 | 444 | 41.1 | 4.6 | 893.03 | 59.704 | 6745.787 | 6491.26 |  | 7938.5112 | 0.34261 | 0.17079 | 6912.3557 | 0.29832 | 0.14871 |  | 6587.6957
8 | 11 | 14 | 328 | 293 | 41.7 | 4.1 | 575.079 | 54.384 | 4432.464 | 4263.609 |  | 5293.3563 | 0.34253 | 0.17166 | 4602.333 | 0.29782 | 0.14925 |  | 4369.3129
8 | 11 | 15 | 369 | 225 | 41.7 | 3.6 | 489.809 | 52.573 | 3786.262 | 3638.08 |  | 5049.4452 | 0.33667 | 0.18834 | 4326.9713 | 0.2885 | 0.16139 |  | 3825.9795
8 | 11 | 16 | 681 | 117 | 42.2 | 3.1 | 464.212 | 52.88 | 3491.239 | 3352.021 |  | 6862.6589 | 0.32089 | 0.24929 | 5798.1839 | 0.27112 | 0.21062 |  | 4015.0442
8 | 11 | 17 | 550 | 65 | 42.2 | 3.6 | 211.373 | 46.981 | 1461.166 | 1375.592 |  | 2520.5567 | 0.22889 | 0.17474 | 2174.5773 | 0.19747 | 0.15076 |  | 1919.2902
8 | 11 | 18 | 199 | 40 | 41.1 | 2.6 | 34.196 | 41.608 | 256.526 | 196.144 |  | 0 | 0 | 0 | 0 | 0 | 0 |  | 273.8225
8 | 11 | 19 | 0 | 0 | 37.8 | 2.6 | 0 | 37.8 | 0 | 0 |  | 0 | 0 |  | 0 | 0 |  |  | 0
8 | 11 | 20 | 0 | 0 | 37.2 | 2.1 | 0 | 37.2 | 0 | 0 |  | 0 | 0 |  | 0 | 0 |  |  | 0
8 | 11 | 21 | 0 | 0 | 35.6 | 2.1 | 0 | 35.6 | 0 | 0 |  | 0 | 0 |  | 0 | 0 |  |  | 0
8 | 11 | 22 | 0 | 0 | 34.4 | 1 | 0 | 34.4 | 0 | 0 |  | 0 | 0 |  | 0 | 0 |  |  | 0
8 | 11 | 23 | 0 | 0 | 35 | 1.5 | 0 | 35 | 0 | 0 |  | 0 | 0 |  | 0 | 0 |  |  | 0
8 | 12 | 0 | 0 | 0 | 33.9 | 1 | 0 | 33.9 | 0 | 0 |  | 0 | 0 |  | 0 | 0 |  |  | 0
8 | 12 | 1 | 0 | 0 | 33.3 | 1 | 0 | 33.3 | 0 | 0 |  | 0 | 0 |  | 0 | 0 |  |  | 0
8 | 12 | 2 | 0 | 0 | 32.8 | 1.5 | 0 | 32.8 | 0 | 0 |  | 0 | 0 |  | 0 | 0 |  |  | 0
8 | 12 | 3 | 0 | 0 | 32.8 | 1 | 0 | 32.8 | 0 | 0 |  | 0 | 0 |  | 0 | 0 |  |  | 0
8 | 12 | 4 | 0 | 0 | 32.2 | 2.1 | 0 | 32.2 | 0 | 0 |  | 0 | 0 |  | 0 | 0 |  |  | 0
8 | 12 | 5 | 2 | 0 | 32.8 | 1.5 | 0 | 32.8 | 0 | 0 |  | 0 | 0 | 0 | 0 | 0 | 0 |  | 0
8 | 12 | 6 | 154 | 41 | 32.2 | 3.1 | 32.968 | 31.777 | 276.799 | 216.034 |  | 0 | 0 | 0 | 0 | 0 | 0 |  | 0
8 | 12 | 7 | 591 | 74 | 32.8 | 4.1 | 216.095 | 36.392 | 1528.661 | 1441.529 |  | 0 | 0 | 0 | 0 | 0 | 0 |  | 511.9408
8 | 12 | 8 | 732 | 99 | 34.4 | 4.6 | 457.067 | 43.055 | 3545.496 | 3404.652 |  | 2289.3351 | 0.16596 | 0.12054 | 1969.168 | 0.14275 | 0.10369 |  | 2464.7023
8 | 12 | 9 | 807 | 130 | 36.1 | 4.6 | 694.283 | 49.866 | 5402.715 | 5200.148 |  | 7801.2212 | 0.31789 | 0.24872 | 6582.0939 | 0.26821 | 0.20985 |  | 4561.1197
8 | 12 | 10 | 851 | 152 | 37.8 | 4.1 | 884.881 | 56.322 | 6762.319 | 6507.114 |  | 11395.6288 | 0.33559 | 0.27173 | 9742.7243 | 0.28691 | 0.23232 |  | 6282.0211
8 | 12 | 11 | 862 | 175 | 38.3 | 3.6 | 1006.215 | 60.42 | 7577.691 | 7287.896 |  | 13776.436 | 0.34239 | 0.27874 | 11980.5466 | 0.29776 | 0.24241 |  | 7450.6857
8 | 12 | 12 | 589 | 342 | 38.9 | 3.6 | 940.807 | 59.901 | 7101.872 | 6832.538 |  | 10144.3163 | 0.34261 | 0.21328 | 8834.2096 | 0.29836 | 0.18573 |  | 6912.4884
8 | 12 | 13 | 852 | 183 | 40 | 5.2 | 1010.174 | 59.528 | 7635.065 | 7342.751 |  | 14722.8082 | 0.34261 | 0.28001 | 12818.6651 | 0.2983 | 0.24379 |  | 7939.0175
8 | 12 | 14 | 832 | 150 | 40.6 | 3.1 | 877.397 | 61.223 | 6577.765 | 6330.074 |  | 13442.2131 | 0.34255 | 0.2853 | 11687.2323 | 0.29783 | 0.24805 |  | 7129.9673
8 | 12 | 15 | 794 | 133 | 40.6 | 3.6 | 702.576 | 56.462 | 5335.421 | 5135.296 |  | 10875.5078 | 0.33672 | 0.27686 | 9320.6205 | 0.28858 | 0.23728 |  | 5904.0621
8 | 12 | 16 | 725 | 96 | 40.6 | 4.6 | 466.696 | 50.353 | 3537.69 | 3397.08 |  | 7309.9475 | 0.32092 | 0.26278 | 6176.0436 | 0.27114 | 0.22202 |  | 4090.3904
8 | 12 | 17 | 608 | 60 | 40 | 3.6 | 223.706 | 44.987 | 1547.626 | 1460.054 |  | 2780.6463 | 0.22851 | 0.18152 | 2399.1144 | 0.19716 | 0.15662 |  | 2050.276
8 | 12 | 18 | 230 | 49 | 39.4 | 4.6 | 41.667 | 39.863 | 316.951 | 255.423 |  | 0 | 0 | 0 | 0 | 0 | 0 |  | 325.3624
8 | 12 | 19 | 0 | 0 | 38.9 | 3.1 | 0 | 38.9 | 0 | 0 |  | 0 | 0 |  | 0 | 0 |  |  | 0
8 | 12 | 20 | 0 | 0 | 37.8 | 3.1 | 0 | 37.8 | 0 | 0 |  | 0 | 0 |  | 0 | 0 |  |  | 0
8 | 12 | 21 | 0 | 0 | 37.2 | 5.2 | 0 | 37.2 | 0 | 0 |  | 0 | 0 |  | 0 | 0 |  |  | 0
8 | 12 | 22 | 0 | 0 | 35.6 | 2.1 | 0 | 35.6 | 0 | 0 |  | 0 | 0 |  | 0 | 0 |  |  | 0
8 | 12 | 23 | 0 | 0 | 34.4 | 3.6 | 0 | 34.4 | 0 | 0 |  | 0 | 0 |  | 0 | 0 |  |  | 0
8 | 13 | 0 | 0 | 0 | 32.2 | 1.5 | 0 | 32.2 | 0 | 0 |  | 0 | 0 |  | 0 | 0 |  |  | 0
8 | 13 | 1 | 0 | 0 | 31.1 | 1.5 | 0 | 31.1 | 0 | 0 |  | 0 | 0 |  | 0 | 0 |  |  | 0
8 | 13 | 2 | 0 | 0 | 31.1 | 1 | 0 | 31.1 | 0 | 0 |  | 0 | 0 |  | 0 | 0 |  |  | 0
8 | 13 | 3 | 0 | 0 | 31.1 | 0 | 0 | 31.1 | 0 | 0 |  | 0 | 0 |  | 0 | 0 |  |  | 0
8 | 13 | 4 | 0 | 0 | 31.1 | 2.6 | 0 | 31.1 | 0 | 0 |  | 0 | 0 |  | 0 | 0 |  |  | 0
8 | 13 | 5 | 4 | 0 | 30 | 1.5 | 0 | 30 | 0 | 0 |  | 0 | 0 | 0 | 0 | 0 | 0 |  | 0
8 | 13 | 6 | 143 | 33 | 30.6 | 2.1 | 25.199 | 29.835 | 213.047 | 153.481 |  | 0 | 0 | 0 | 0 | 0 | 0 |  | 0
8 | 13 | 7 | 168 | 88 | 31.1 | 1.5 | 122.101 | 33.143 | 946.772 | 872.56 |  | 0 | 0 | 0 | 0 | 0 | 0 |  | 366.6342
8 | 13 | 8 | 434 | 170 | 31.7 | 2.1 | 377.722 | 40.429 | 2991.518 | 2866.808 |  | 1390.403 | 0.16944 | 0.081162 | 1196.8495 | 0.14585 | 0.069864 |  | 2117.744
8 | 13 | 9 | 738 | 170 | 33.3 | 2.6 | 688.887 | 49.44 | 5373.674 | 5172.163 |  | 7157.3902 | 0.31814 | 0.22778 | 6040.4794 | 0.2685 | 0.19224 |  | 4512.0025
8 | 13 | 10 | 760 | 184 | 33.9 | 2.6 | 844.929 | 54.321 | 6508.83 | 6263.916 |  | 10201.6054 | 0.33572 | 0.25474 | 8723.6486 | 0.28708 | 0.21783 |  | 5940.6535
8 | 13 | 11 | 790 | 201 | 35.6 | 2.1 | 964.79 | 60.419 | 7265.949 | 6989.646 |  | 12648.7043 | 0.34242 | 0.26634 | 10999.2919 | 0.29777 | 0.23161 |  | 7109.6229
8 | 13 | 12 | 812 | 201 | 36.1 | 2.1 | 1016.21 | 62.385 | 7594.924 | 7304.374 |  | 14006.0804 | 0.34261 | 0.27231 | 12196.0123 | 0.29833 | 0.23712 |  | 7732.2715
8 | 13 | 13 | 687 | 284 | 37.2 | 2.6 | 959.747 | 60.838 | 7216.497 | 6942.304 |  | 11886.9496 | 0.34261 | 0.23963 | 10348.8391 | 0.29828 | 0.20862 |  | 7320.0808
8 | 13 | 14 | 812 | 173 | 37.8 | 3.1 | 883.766 | 58.508 | 6698.074 | 6445.498 |  | 13133.4724 | 0.34256 | 0.27695 | 11418.6832 | 0.29783 | 0.24079 |  | 7142.6688
8 | 13 | 15 | 786 | 131 | 38.3 | 2.6 | 695.553 | 55.732 | 5297.381 | 5098.629 |  | 10775.5876 | 0.33675 | 0.27718 | 9236.1081 | 0.28864 | 0.23758 |  | 5844.2947
8 | 13 | 16 | 718 | 94 | 38.3 | 3.6 | 461.396 | 48.77 | 3518.593 | 3378.556 |  | 7242.6264 | 0.32095 | 0.26336 | 6119.1211 | 0.27117 | 0.22251 |  | 4045.3227
8 | 13 | 17 | 604 | 65 | 38.3 | 4.1 | 225.741 | 43.04 | 1576.74 | 1488.489 |  | 2755.0773 | 0.22803 | 0.17781 | 2377.2375 | 0.19675 | 0.15342 |  | 2067.741
8 | 13 | 18 | 254 | 41 | 37.8 | 3.1 | 35.549 | 38.182 | 267.607 | 207.016 |  | 0 | 0 | 0 | 0 | 0 | 0 |  | 309.3088
8 | 13 | 19 | 0 | 0 | 36.1 | 1.5 | 0 | 36.1 | 0 | 0 |  | 0 | 0 |  | 0 | 0 |  |  | 0
8 | 13 | 20 | 0 | 0 | 35.6 | 1 | 0 | 35.6 | 0 | 0 |  | 0 | 0 |  | 0 | 0 |  |  | 0
8 | 13 | 21 | 0 | 0 | 32.8 | 13.9 | 0 | 32.8 | 0 | 0 |  | 0 | 0 |  | 0 | 0 |  |  | 0
8 | 13 | 22 | 0 | 0 | 28.3 | 10.3 | 0 | 28.3 | 0 | 0 |  | 0 | 0 |  | 0 | 0 |  |  | 0
8 | 13 | 23 | 0 | 0 | 26.1 | 3.1 | 0 | 26.1 | 0 | 0 |  | 0 | 0 |  | 0 | 0 |  |  | 0
8 | 14 | 0 | 0 | 0 | 25.6 | 2.1 | 0 | 25.6 | 0 | 0 |  | 0 | 0 |  | 0 | 0 |  |  | 0
8 | 14 | 1 | 0 | 0 | 25.6 | 2.1 | 0 | 25.6 | 0 | 0 |  | 0 | 0 |  | 0 | 0 |  |  | 0
8 | 14 | 2 | 0 | 0 | 26.1 | 2.1 | 0 | 26.1 | 0 | 0 |  | 0 | 0 |  | 0 | 0 |  |  | 0
8 | 14 | 3 | 0 | 0 | 26.1 | 1.5 | 0 | 26.1 | 0 | 0 |  | 0 | 0 |  | 0 | 0 |  |  | 0
8 | 14 | 4 | 0 | 0 | 26.1 | 1.5 | 0 | 26.1 | 0 | 0 |  | 0 | 0 |  | 0 | 0 |  |  | 0
8 | 14 | 5 | 0 | 0 | 25.6 | 3.6 | 0 | 25.6 | 0 | 0 |  | 0 | 0 |  | 0 | 0 |  |  | 0
8 | 14 | 6 | 0 | 13 | 25.6 | 2.1 | 11.52 | 24.278 | 99.325 | 41.865 |  | 0 | 0 | 0 | 0 | 0 | 0 |  | 0
8 | 14 | 7 | 0 | 24 | 25.6 | 2.1 | 21.313 | 24.576 | 183.566 | 124.55 |  | 0 | 0 | 0 | 0 | 0 | 0 |  | 79.1819
8 | 14 | 8 | 0 | 67 | 25 | 2.1 | 59.783 | 25.016 | 514.108 | 448.755 |  | 0 | 0.17302 | 0 | 0 | 0.14904 | 0 |  | 392.3838
8 | 14 | 9 | 2 | 287 | 26.7 | 3.1 | 262.292 | 31.616 | 2203.352 | 2099.795 |  | 19.4604 | 0.3184 | 0.0012863 | 16.4276 | 0.26878 | 0.0010859 |  | 1869.5395
8 | 14 | 10 | 9 | 397 | 28.9 | 3.1 | 373.478 | 36.886 | 3078.149 | 2950.986 |  | 121.101 | 0.33585 | 0.0057115 | 103.5787 | 0.28726 | 0.0048851 |  | 2691.6499
8 | 14 | 11 | 418 | 369 | 31.1 | 4.1 | 782.882 | 47.061 | 6211.497 | 5978.376 |  | 6704.751 | 0.34245 | 0.17213 | 5830.1738 | 0.29778 | 0.14968 |  | 5520.3009
8 | 14 | 12 | 335 | 480 | 32.2 | 3.1 | 819.368 | 51.263 | 6398.453 | 6157.953 |  | 5787.0249 | 0.34261 | 0.13749 | 5038.6688 | 0.2983 | 0.11971 |  | 5846.7287
8 | 14 | 13 | 592 | 418 | 33.3 | 3.1 | 998.391 | 56.272 | 7644.661 | 7351.924 |  | 10256.287 | 0.34262 | 0.19769 | 8928.642 | 0.29826 | 0.1721 |  | 7471.4146
8 | 14 | 14 | 203 | 393 | 33.9 | 3.1 | 558.339 | 47.696 | 4417.46 | 4249.102 |  | 3286.8592 | 0.34257 | 0.10874 | 2857.6873 | 0.29784 | 0.09454 |  | 4122.099
8 | 14 | 15 | 358 | 281 | 34.4 | 3.1 | 529.312 | 46.593 | 4188.783 | 4027.89 |  | 4912.1093 | 0.33679 | 0.16743 | 4210.8178 | 0.28871 | 0.14353 |  | 4134.3043
8 | 14 | 16 | 657 | 181 | 35.6 | 2.1 | 510.123 | 48.787 | 3912.664 | 3760.55 |  | 6629.7388 | 0.32098 | 0.21984 | 5601.2726 | 0.27119 | 0.18574 |  | 4320.5398
8 | 14 | 17 | 529 | 90 | 35.6 | 4.1 | 229.157 | 40.439 | 1649.985 | 1560.014 |  | 2405.1896 | 0.22743 | 0.1572 | 2075.5248 | 0.19626 | 0.13565 |  | 2006.4277
8 | 14 | 18 | 131 | 59 | 35 | 3.1 | 48.508 | 35.583 | 389.92 | 326.991 |  | 0 | 0 | 0 | 0 | 0 | 0 |  | 297.8945
8 | 14 | 19 | 0 | 3 | 34.4 | 2.1 | 2.752 | 33.363 | 22.971 | 0 |  | 0 | 0 | 0 | 0 | 0 | 0 |  | 0
8 | 14 | 20 | 0 | 0 | 33.9 | 2.1 | 0 | 33.9 | 0 | 0 |  | 0 | 0 |  | 0 | 0 |  |  | 0
8 | 14 | 21 | 0 | 0 | 32.2 | 2.6 | 0 | 32.2 | 0 | 0 |  | 0 | 0 |  | 0 | 0 |  |  | 0
8 | 14 | 22 | 0 | 0 | 31.7 | 1.5 | 0 | 31.7 | 0 | 0 |  | 0 | 0 |  | 0 | 0 |  |  | 0
8 | 14 | 23 | 0 | 0 | 30.6 | 4.6 | 0 | 30.6 | 0 | 0 |  | 0 | 0 |  | 0 | 0 |  |  | 0
8 | 15 | 0 | 0 | 0 | 29.4 | 3.6 | 0 | 29.4 | 0 | 0 |  | 0 | 0 |  | 0 | 0 |  |  | 0
8 | 15 | 1 | 0 | 0 | 28.9 | 1.5 | 0 | 28.9 | 0 | 0 |  | 0 | 0 |  | 0 | 0 |  |  | 0
8 | 15 | 2 | 0 | 0 | 28.3 | 1 | 0 | 28.3 | 0 | 0 |  | 0 | 0 |  | 0 | 0 |  |  | 0
8 | 15 | 3 | 0 | 0 | 27.8 | 1.5 | 0 | 27.8 | 0 | 0 |  | 0 | 0 |  | 0 | 0 |  |  | 0
8 | 15 | 4 | 0 | 0 | 27.2 | 3.1 | 0 | 27.2 | 0 | 0 |  | 0 | 0 |  | 0 | 0 |  |  | 0
8 | 15 | 5 | 0 | 0 | 26.7 | 3.1 | 0 | 26.7 | 0 | 0 |  | 0 | 0 |  | 0 | 0 |  |  | 0
8 | 15 | 6 | 265 | 37 | 26.7 | 2.6 | 28.622 | 25.937 | 245.342 | 185.17 |  | 0 | 0 | 0 | 0 | 0 | 0 |  | 0
8 | 15 | 7 | 599 | 62 | 28.3 | 2.6 | 209.336 | 32.136 | 1494.018 | 1407.688 |  | 0 | 0 | 0 | 0 | 0 | 0 |  | 491.6145
8 | 15 | 8 | 743 | 94 | 30.6 | 3.1 | 461.141 | 40.47 | 3613.349 | 3470.457 |  | 2499.8338 | 0.17671 | 0.13101 | 2154.7692 | 0.15231 | 0.11292 |  | 2491.4636
8 | 15 | 9 | 797 | 139 | 32.2 | 3.1 | 700.672 | 47.973 | 5494.473 | 5288.552 |  | 7780.6872 | 0.31865 | 0.24533 | 6569.4724 | 0.26905 | 0.20714 |  | 4605.2067
8 | 15 | 10 | 675 | 204 | 33.3 | 3.1 | 795.873 | 51.658 | 6195.607 | 5963.108 |  | 9104.6148 | 0.33598 | 0.24081 | 7789.0241 | 0.28743 | 0.20601 |  | 5563.8608
8 | 15 | 11 | 724 | 286 | 33.9 | 4.1 | 995.428 | 54.854 | 7663.847 | 7370.265 |  | 11634.0169 | 0.34248 | 0.2375 | 10116.0364 | 0.29779 | 0.20651 |  | 7213.8315
8 | 15 | 12 | 537 | 334 | 35.6 | 3.6 | 885.789 | 55.515 | 6803.611 | 6546.709 |  | 9290.3261 | 0.34261 | 0.20806 | 8088.2602 | 0.29828 | 0.18114 |  | 6469.5536
8 | 15 | 13 | 707 | 307 | 36.7 | 3.1 | 1002.876 | 59.811 | 7571.95 | 7282.407 |  | 12264.0573 | 0.34262 | 0.23624 | 10676.0214 | 0.29825 | 0.20565 |  | 7645.7728
8 | 15 | 14 | 837 | 196 | 36.7 | 3.6 | 929.045 | 57.497 | 7069.895 | 6801.908 |  | 13566.1625 | 0.34258 | 0.27192 | 11794.7661 | 0.29785 | 0.23642 |  | 7493.3702
8 | 15 | 15 | 748 | 164 | 37.2 | 3.1 | 704.031 | 54 | 5401.086 | 5198.579 |  | 10271.4074 | 0.33682 | 0.26266 | 8805.9498 | 0.28877 | 0.22519 |  | 5830.2463
8 | 15 | 16 | 729 | 106 | 37.2 | 3.1 | 478.497 | 48.598 | 3653.954 | 3509.828 |  | 7358.3702 | 0.321 | 0.25829 | 6216.8413 | 0.2712 | 0.21822 |  | 4178.0535
8 | 15 | 17 | 608 | 64 | 36.7 | 3.1 | 225.616 | 41.95 | 1580.024 | 1491.696 |  | 2753.7949 | 0.22672 | 0.17759 | 2376.597 | 0.19567 | 0.15327 |  | 2069.8908
8 | 15 | 18 | 288 | 30 | 36.1 | 3.1 | 26.835 | 36.215 | 197.471 | 138.196 |  | 0 | 0 | 0 | 0 | 0 | 0 |  | 286.4795
8 | 15 | 19 | 0 | 0 | 35.6 | 2.1 | 0 | 35.6 | 0 | 0 |  | 0 | 0 |  | 0 | 0 |  |  | 0
8 | 15 | 20 | 0 | 0 | 33.9 | 0 | 0 | 33.9 | 0 | 0 |  | 0 | 0 |  | 0 | 0 |  |  | 0
8 | 15 | 21 | 0 | 0 | 33.3 | 0 | 0 | 33.3 | 0 | 0 |  | 0 | 0 |  | 0 | 0 |  |  | 0
8 | 15 | 22 | 0 | 0 | 32.2 | 0 | 0 | 32.2 | 0 | 0 |  | 0 | 0 |  | 0 | 0 |  |  | 0
8 | 15 | 23 | 0 | 0 | 30.6 | 1 | 0 | 30.6 | 0 | 0 |  | 0 | 0 |  | 0 | 0 |  |  | 0
8 | 16 | 0 | 0 | 0 | 30.6 | 1 | 0 | 30.6 | 0 | 0 |  | 0 | 0 |  | 0 | 0 |  |  | 0
8 | 16 | 1 | 0 | 0 | 28.3 | 1 | 0 | 28.3 | 0 | 0 |  | 0 | 0 |  | 0 | 0 |  |  | 0
8 | 16 | 2 | 0 | 0 | 27.8 | 1 | 0 | 27.8 | 0 | 0 |  | 0 | 0 |  | 0 | 0 |  |  | 0
8 | 16 | 3 | 0 | 0 | 26.7 | 1 | 0 | 26.7 | 0 | 0 |  | 0 | 0 |  | 0 | 0 |  |  | 0
8 | 16 | 4 | 0 | 0 | 26.1 | 1.5 | 0 | 26.1 | 0 | 0 |  | 0 | 0 |  | 0 | 0 |  |  | 0
8 | 16 | 5 | 1 | 1 | 25.6 | 1 | 0.917 | 23.591 | 7.927 | 0 |  | 0 | 0 | 0 | 0 | 0 | 0 |  | 0
8 | 16 | 6 | 351 | 32 | 25.6 | 1.5 | 25.222 | 24.528 | 217.27 | 157.625 |  | 0 | 0 | 0 | 0 | 0 | 0 |  | 0
8 | 16 | 7 | 674 | 51 | 27.8 | 1.5 | 219.816 | 32.521 | 1547.78 | 1460.204 |  | 0 | 0 | 0 | 0 | 0 | 0 |  | 496.6936
8 | 16 | 8 | 802 | 78 | 29.4 | 2.1 | 475.147 | 40.845 | 3712.136 | 3566.234 |  | 2766.0436 | 0.18049 | 0.14243 | 2385.6556 | 0.15567 | 0.12284 |  | 2562.0356
8 | 16 | 9 | 870 | 108 | 31.7 | 2.6 | 718.445 | 48.772 | 5614.155 | 5403.816 |  | 8521.7246 | 0.3189 | 0.26308 | 7196.4802 | 0.26931 | 0.22217 |  | 4755.3285
8 | 16 | 10 | 912 | 127 | 33.3 | 1.5 | 911.493 | 58.663 | 6901.966 | 6640.998 |  | 12331.2257 | 0.33611 | 0.28442 | 10551.9524 | 0.28761 | 0.24338 |  | 6542.941
8 | 16 | 11 | 930 | 132 | 34.4 | 2.6 | 1024.982 | 59.336 | 7752.674 | 7455.161 |  | 14971.1583 | 0.3425 | 0.29563 | 13017.2758 | 0.2978 | 0.25705 |  | 7707.2884
8 | 16 | 12 | 930 | 144 | 36.1 | 2.6 | 1069.572 | 62.208 | 7999.549 | 7690.968 |  | 16113.1793 | 0.34262 | 0.29517 | 14027.3372 | 0.29826 | 0.25696 |  | 8312.7498
8 | 16 | 13 | 941 | 129 | 36.7 | 2.6 | 1036.912 | 62.169 | 7754.835 | 7457.226 |  | 16343.3686 | 0.34262 | 0.30003 | 14226.6893 | 0.29825 | 0.26117 |  | 8317.4993
8 | 16 | 14 | 915 | 116 | 37.8 | 4.1 | 911.534 | 57.442 | 6936.996 | 6674.571 |  | 14845.1187 | 0.34259 | 0.30037 | 12906.7308 | 0.29786 | 0.26115 |  | 7542.3297
8 | 16 | 15 | 884 | 72 | 37.8 | 2.6 | 703.04 | 55.471 | 5355.56 | 5154.706 |  | 12147.8768 | 0.33686 | 0.3049 | 10415.7773 | 0.28883 | 0.26142 |  | 6084.6496
8 | 16 | 16 | 823 | 64 | 38.3 | 2.6 | 483.77 | 50.492 | 3653.28 | 3509.176 |  | 8308.838 | 0.32101 | 0.28413 | 7019.8347 | 0.27121 | 0.24005 |  | 4355.3846
8 | 16 | 17 | 699 | 38 | 37.8 | 2.6 | 226.836 | 43.461 | 1544.135 | 1456.644 |  | 3151.8976 | 0.2259 | 0.19764 | 2720.4842 | 0.19498 | 0.17059 |  | 2166.04
8 | 16 | 18 | 351 | 21 | 37.8 | 4.6 | 21.157 | 37.794 | 146.502 | 88.174 |  | 0 | 0 | 0 | 0 | 0 | 0 |  | 290.0068
8 | 16 | 19 | 0 | 0 | 36.1 | 2.1 | 0 | 36.1 | 0 | 0 |  | 0 | 0 |  | 0 | 0 |  |  | 0
8 | 16 | 20 | 0 | 0 | 35 | 0 | 0 | 35 | 0 | 0 |  | 0 | 0 |  | 0 | 0 |  |  | 0
8 | 16 | 21 | 0 | 0 | 31.7 | 0 | 0 | 31.7 | 0 | 0 |  | 0 | 0 |  | 0 | 0 |  |  | 0
8 | 16 | 22 | 0 | 0 | 29.4 | 0 | 0 | 29.4 | 0 | 0 |  | 0 | 0 |  | 0 | 0 |  |  | 0
8 | 16 | 23 | 0 | 0 | 30 | 1.5 | 0 | 30 | 0 | 0 |  | 0 | 0 |  | 0 | 0 |  |  | 0
8 | 17 | 0 | 0 | 0 | 30 | 1.5 | 0 | 30 | 0 | 0 |  | 0 | 0 |  | 0 | 0 |  |  | 0
8 | 17 | 1 | 0 | 0 | 28.9 | 1.5 | 0 | 28.9 | 0 | 0 |  | 0 | 0 |  | 0 | 0 |  |  | 0
8 | 17 | 2 | 0 | 0 | 27.2 | 2.6 | 0 | 27.2 | 0 | 0 |  | 0 | 0 |  | 0 | 0 |  |  | 0
8 | 17 | 3 | 0 | 0 | 26.1 | 1.5 | 0 | 26.1 | 0 | 0 |  | 0 | 0 |  | 0 | 0 |  |  | 0
8 | 17 | 4 | 0 | 0 | 25.6 | 2.1 | 0 | 25.6 | 0 | 0 |  | 0 | 0 |  | 0 | 0 |  |  | 0
8 | 17 | 5 | 4 | 0 | 25 | 1.5 | 0 | 25 | 0 | 0 |  | 0 | 0 | 0 | 0 | 0 | 0 |  | 0
8 | 17 | 6 | 451 | 27 | 25 | 1.5 | 22.989 | 23.836 | 198.511 | 139.217 |  | 0 | 0 | 0 | 0 | 0 | 0 |  | 0
8 | 17 | 7 | 741 | 41 | 27.2 | 1 | 229.007 | 32.647 | 1595.745 | 1507.049 |  | 0 | 0 | 0 | 0 | 0 | 0 |  | 502.0599
8 | 17 | 8 | 857 | 70 | 29.4 | 1.5 | 494.846 | 42.477 | 3839.705 | 3689.866 |  | 3030.2202 | 0.18436 | 0.15067 | 2614.8918 | 0.15909 | 0.13002 |  | 2670.5516
8 | 17 | 9 | 912 | 97 | 32.2 | 1.5 | 738.239 | 52.522 | 5685.753 | 5472.748 |  | 8963.1655 | 0.31915 | 0.27016 | 7570.4569 | 0.26956 | 0.22818 |  | 4892.3042
8 | 17 | 10 | 943 | 120 | 33.9 | 2.1 | 932.738 | 57.762 | 7088.195 | 6819.437 |  | 12781.3348 | 0.33623 | 0.28843 | 10939.9266 | 0.28779 | 0.24687 |  | 6703.0589
8 | 17 | 11 | 955 | 126 | 36.7 | 2.1 | 1044.591 | 63.533 | 7769.168 | 7470.922 |  | 15401.145 | 0.34253 | 0.2986 | 13390.7338 | 0.29781 | 0.25962 |  | 7863.0696
8 | 17 | 12 | 952 | 130 | 37.2 | 2.1 | 1079.28 | 65.076 | 7979.039 | 7671.385 |  | 16518.5404 | 0.34262 | 0.30013 | 14379.4876 | 0.29825 | 0.26127 |  | 8404.1172
8 | 17 | 13 | 933 | 135 | 38.3 | 2.6 | 1036.329 | 63.72 | 7702.173 | 7406.897 |  | 16224.1168 | 0.34263 | 0.29802 | 14122.7154 | 0.29825 | 0.25942 |  | 8303.1408
8 | 17 | 14 | 920 | 118 | 40 | 3.1 | 918.648 | 61.557 | 6877.667 | 6617.707 |  | 14940.5133 | 0.3426 | 0.29998 | 12989.7217 | 0.29786 | 0.26081 |  | 7599.1304
8 | 17 | 15 | 887 | 43 | 39.4 | 2.6 | 674.537 | 56.428 | 5117.242 | 4924.927 |  | 12197.4067 | 0.33688 | 0.31711 | 10459.2596 | 0.28888 | 0.27192 |  | 5914.5006
8 | 17 | 16 | 818 | 66 | 40 | 2.6 | 483.29 | 52.124 | 3627.37 | 3484.052 |  | 8259.2966 | 0.32102 | 0.28292 | 6977.9646 | 0.27121 | 0.23902 |  | 4344.8654
8 | 17 | 17 | 693 | 46 | 39.4 | 3.1 | 232.943 | 44.893 | 1586.756 | 1498.271 |  | 3109.011 | 0.22497 | 0.19151 | 2683.8016 | 0.1942 | 0.16531 |  | 2194.5331
8 | 17 | 18 | 355 | 22 | 38.3 | 2.1 | 21.8 | 38.491 | 153.304 | 94.85 |  | 0 | 0 | 0 | 0 | 0 | 0 |  | 293.8502
8 | 17 | 19 | 0 | 0 | 36.7 | 2.1 | 0 | 36.7 | 0 | 0 |  | 0 | 0 |  | 0 | 0 |  |  | 0
8 | 17 | 20 | 0 | 0 | 35 | 0 | 0 | 35 | 0 | 0 |  | 0 | 0 |  | 0 | 0 |  |  | 0
8 | 17 | 21 | 0 | 0 | 31.1 | 1 | 0 | 31.1 | 0 | 0 |  | 0 | 0 |  | 0 | 0 |  |  | 0
8 | 17 | 22 | 0 | 0 | 32.2 | 1.5 | 0 | 32.2 | 0 | 0 |  | 0 | 0 |  | 0 | 0 |  |  | 0
8 | 17 | 23 | 0 | 0 | 28.3 | 0 | 0 | 28.3 | 0 | 0 |  | 0 | 0 |  | 0 | 0 |  |  | 0
8 | 18 | 0 | 0 | 0 | 27.2 | 1 | 0 | 27.2 | 0 | 0 |  | 0 | 0 |  | 0 | 0 |  |  | 0
8 | 18 | 1 | 0 | 0 | 25 | 1 | 0 | 25 | 0 | 0 |  | 0 | 0 |  | 0 | 0 |  |  | 0
8 | 18 | 2 | 0 | 0 | 25 | 1.5 | 0 | 25 | 0 | 0 |  | 0 | 0 |  | 0 | 0 |  |  | 0
8 | 18 | 3 | 0 | 0 | 25 | 1.5 | 0 | 25 | 0 | 0 |  | 0 | 0 |  | 0 | 0 |  |  | 0
8 | 18 | 4 | 0 | 0 | 25 | 1.5 | 0 | 25 | 0 | 0 |  | 0 | 0 |  | 0 | 0 |  |  | 0
8 | 18 | 5 | 0 | 0 | 24.4 | 2.1 | 0 | 24.4 | 0 | 0 |  | 0 | 0 |  | 0 | 0 |  |  | 0
8 | 18 | 6 | 263 | 35 | 24.4 | 2.1 | 27.144 | 23.453 | 234.702 | 174.731 |  | 0 | 0 | 0 | 0 | 0 | 0 |  | 0
8 | 18 | 7 | 635 | 66 | 27.2 | 1.5 | 225.005 | 32.061 | 1612.305 | 1523.221 |  | 0 | 0 | 0 | 0 | 0 | 0 |  | 540.1541
8 | 18 | 8 | 775 | 95 | 30 | 2.6 | 481.698 | 40.933 | 3770.954 | 3623.244 |  | 2809.4513 | 0.18831 | 0.14113 | 2425.4959 | 0.16258 | 0.12184 |  | 2611.7753
8 | 18 | 9 | 856 | 116 | 32.8 | 3.6 | 723.491 | 48.375 | 5664.365 | 5452.158 |  | 8441.2493 | 0.3194 | 0.25958 | 7130.555 | 0.2698 | 0.21928 |  | 4765.8148
8 | 18 | 10 | 828 | 167 | 35 | 3.1 | 890.033 | 55.411 | 6827.797 | 6569.898 |  | 11249.8419 | 0.33635 | 0.26649 | 9631.6914 | 0.28797 | 0.22816 |  | 6306.3211
8 | 18 | 11 | 874 | 182 | 36.7 | 3.1 | 1034.61 | 60.49 | 7789.955 | 7490.783 |  | 14119.9579 | 0.34255 | 0.27809 | 12276.5003 | 0.29783 | 0.24178 |  | 7652.5899
8 | 18 | 12 | 902 | 175 | 37.2 | 4.6 | 1087.356 | 59.467 | 8222.405 | 7903.655 |  | 15673.711 | 0.34262 | 0.28532 | 13643.6657 | 0.29825 | 0.24837 |  | 8319.3149
8 | 18 | 13 | 907 | 160 | 38.3 | 5.2 | 1036.563 | 58.504 | 7866.739 | 7564.138 |  | 15790.7858 | 0.34263 | 0.28981 | 13745.592 | 0.29825 | 0.25227 |  | 8272.4345
8 | 18 | 14 | 631 | 261 | 38.9 | 3.6 | 822.796 | 57.546 | 6261.798 | 6026.704 |  | 10256.657 | 0.3426 | 0.23503 | 8917.5042 | 0.29787 | 0.20434 |  | 6418.4483
8 | 18 | 15 | 354 | 276 | 38.3 | 4.1 | 523.636 | 49.802 | 4093.689 | 3935.849 |  | 4871.0051 | 0.33691 | 0.16827 | 4177.2557 | 0.28893 | 0.1443 |  | 4081.8003
8 | 18 | 16 | 72 | 214 | 37.8 | 6.2 | 232.878 | 41.747 | 1873.049 | 1777.727 |  | 726.9997 | 0.32102 | 0.053853 | 614.214 | 0.27122 | 0.045498 |  | 1736.7288
8 | 18 | 17 | 298 | 120 | 37.8 | 4.6 | 189.903 | 41.213 | 1419.529 | 1334.909 |  | 1329.2934 | 0.22393 | 0.10864 | 1147.6405 | 0.19333 | 0.09379 |  | 1537.8755
8 | 18 | 18 | 313 | 34 | 37.2 | 3.6 | 30.02 | 37.324 | 247.035 | 186.831 |  | 0 | 0 | 0 | 0 | 0 | 0 |  | 309.9704
8 | 18 | 19 | 0 | 0 | 35 | 3.6 | 0 | 35 | 0 | 0 |  | 0 | 0 |  | 0 | 0 |  |  | 0
8 | 18 | 20 | 0 | 0 | 33.3 | 2.6 | 0 | 33.3 | 0 | 0 |  | 0 | 0 |  | 0 | 0 |  |  | 0
8 | 18 | 21 | 0 | 0 | 32.2 | 2.6 | 0 | 32.2 | 0 | 0 |  | 0 | 0 |  | 0 | 0 |  |  | 0
8 | 18 | 22 | 0 | 0 | 31.1 | 2.6 | 0 | 31.1 | 0 | 0 |  | 0 | 0 |  | 0 | 0 |  |  | 0
8 | 18 | 23 | 0 | 0 | 30 | 2.1 | 0 | 30 | 0 | 0 |  | 0 | 0 |  | 0 | 0 |  |  | 0
8 | 19 | 0 | 0 | 0 | 28.9 | 2.1 | 0 | 28.9 | 0 | 0 |  | 0 | 0 |  | 0 | 0 |  |  | 0
8 | 19 | 1 | 0 | 0 | 28.9 | 1.5 | 0 | 28.9 | 0 | 0 |  | 0 | 0 |  | 0 | 0 |  |  | 0
8 | 19 | 2 | 0 | 0 | 27.2 | 4.1 | 0 | 27.2 | 0 | 0 |  | 0 | 0 |  | 0 | 0 |  |  | 0
8 | 19 | 3 | 0 | 0 | 27.2 | 2.1 | 0 | 27.2 | 0 | 0 |  | 0 | 0 |  | 0 | 0 |  |  | 0
8 | 19 | 4 | 0 | 0 | 25.6 | 3.1 | 0 | 25.6 | 0 | 0 |  | 0 | 0 |  | 0 | 0 |  |  | 0
8 | 19 | 5 | 1 | 0 | 25 | 2.1 | 0 | 25 | 0 | 0 |  | 0 | 0 | 0 | 0 | 0 | 0 |  | 0
8 | 19 | 6 | 377 | 27 | 25 | 3.1 | 21.108 | 24.055 | 182.125 | 123.136 |  | 0 | 0 | 0 | 0 | 0 | 0 |  | 0
8 | 19 | 7 | 679 | 47 | 27.2 | 3.1 | 220.107 | 31.051 | 1558.631 | 1470.803 |  | 0 | 0 | 0 | 0 | 0 | 0 |  | 504.3053
8 | 19 | 8 | 811 | 73 | 30.6 | 3.1 | 478.049 | 40.876 | 3736.574 | 3589.922 |  | 3014.0899 | 0.19233 | 0.15454 | 2603.1579 | 0.16611 | 0.13347 |  | 2588.7795
8 | 19 | 9 | 856 | 100 | 32.2 | 3.1 | 705.432 | 48.115 | 5527.762 | 5320.617 |  | 8469.9242 | 0.31964 | 0.26678 | 7155.5005 | 0.27004 | 0.22538 |  | 4674.068
8 | 19 | 10 | 896 | 132 | 32.8 | 3.1 | 907.732 | 53.6 | 7012.443 | 6746.868 |  | 12203.1834 | 0.33646 | 0.28249 | 10450.8898 | 0.28815 | 0.24192 |  | 6513.0335
8 | 19 | 11 | 882 | 160 | 33.9 | 3.1 | 1022.04 | 57.541 | 7786.027 | 7487.03 |  | 14274.3832 | 0.34257 | 0.28509 | 12410.5774 | 0.29784 | 0.24787 |  | 7576.0049
8 | 19 | 12 | 841 | 196 | 34.4 | 3.6 | 1049.09 | 57.744 | 7987.518 | 7679.481 |  | 14634.7496 | 0.34263 | 0.27611 | 12739.2276 | 0.29825 | 0.24035 |  | 7985.6042
8 | 19 | 13 | 842 | 196 | 35.6 | 4.1 | 1022.134 | 57.488 | 7788.685 | 7489.57 |  | 14676.2259 | 0.34264 | 0.27627 | 12775.6656 | 0.29827 | 0.24049 |  | 8004.4557
8 | 19 | 14 | 838 | 168 | 35.6 | 4.1 | 906.644 | 55.154 | 6963.325 | 6699.804 |  | 13633.3485 | 0.34261 | 0.28045 | 11853.443 | 0.29788 | 0.24383 |  | 7336.9623
8 | 19 | 15 | 810 | 129 | 36.1 | 4.1 | 713.406 | 51.581 | 5522.131 | 5315.193 |  | 11151.8545 | 0.33693 | 0.2797 | 9564.3479 | 0.28897 | 0.23988 |  | 6003.029
8 | 19 | 16 | 745 | 88 | 36.7 | 4.6 | 469.54 | 46.482 | 3609.168 | 3466.403 |  | 7521.9829 | 0.32101 | 0.26815 | 6355.04 | 0.27121 | 0.22655 |  | 4138.4431
8 | 19 | 17 | 471 | 77 | 36.1 | 3.6 | 201.047 | 40.504 | 1443.2 | 1358.038 |  | 2087.6441 | 0.22276 | 0.15563 | 1802.6028 | 0.19235 | 0.13438 |  | 1759.2855
8 | 19 | 18 | 274 | 31 | 35.6 | 5.2 | 26.753 | 35.567 | 221.571 | 161.845 |  | 0 | 0 | 0 | 0 | 0 | 0 |  | 273.7232
8 | 19 | 19 | 0 | 0 | 33.9 | 3.1 | 0 | 33.9 | 0 | 0 |  | 0 | 0 |  | 0 | 0 |  |  | 0
8 | 19 | 20 | 0 | 0 | 33.3 | 2.1 | 0 | 33.3 | 0 | 0 |  | 0 | 0 |  | 0 | 0 |  |  | 0
8 | 19 | 21 | 0 | 0 | 31.1 | 1.5 | 0 | 31.1 | 0 | 0 |  | 0 | 0 |  | 0 | 0 |  |  | 0
8 | 19 | 22 | 0 | 0 | 30.6 | 1.5 | 0 | 30.6 | 0 | 0 |  | 0 | 0 |  | 0 | 0 |  |  | 0
8 | 19 | 23 | 0 | 0 | 29.4 | 1.5 | 0 | 29.4 | 0 | 0 |  | 0 | 0 |  | 0 | 0 |  |  | 0
8 | 20 | 0 | 0 | 0 | 28.3 | 1 | 0 | 28.3 | 0 | 0 |  | 0 | 0 |  | 0 | 0 |  |  | 0
8 | 20 | 1 | 0 | 0 | 26.7 | 2.1 | 0 | 26.7 | 0 | 0 |  | 0 | 0 |  | 0 | 0 |  |  | 0
8 | 20 | 2 | 0 | 0 | 27.8 | 1 | 0 | 27.8 | 0 | 0 |  | 0 | 0 |  | 0 | 0 |  |  | 0
8 | 20 | 3 | 0 | 0 | 25.6 | 1.5 | 0 | 25.6 | 0 | 0 |  | 0 | 0 |  | 0 | 0 |  |  | 0
8 | 20 | 4 | 0 | 0 | 24.4 | 1.5 | 0 | 24.4 | 0 | 0 |  | 0 | 0 |  | 0 | 0 |  |  | 0
8 | 20 | 5 | 0 | 0 | 23.9 | 2.1 | 0 | 23.9 | 0 | 0 |  | 0 | 0 |  | 0 | 0 |  |  | 0
8 | 20 | 6 | 301 | 31 | 24.4 | 2.6 | 24.554 | 23.46 | 212.301 | 152.749 |  | 0 | 0 | 0 | 0 | 0 | 0 |  | 0
8 | 20 | 7 | 668 | 47 | 27.2 | 2.6 | 218.356 | 31.222 | 1548.551 | 1460.957 |  | 0 | 0 | 0 | 0 | 0 | 0 |  | 505.2398
8 | 20 | 8 | 809 | 70 | 29.4 | 2.6 | 475.385 | 40.164 | 3726.115 | 3579.784 |  | 3082.195 | 0.19641 | 0.15914 | 2662.7634 | 0.16968 | 0.13748 |  | 2576.9872
8 | 20 | 9 | 875 | 99 | 31.7 | 3.1 | 719.271 | 47.918 | 5640.832 | 5429.501 |  | 8687.4315 | 0.31988 | 0.2685 | 7339.7938 | 0.27026 | 0.22685 |  | 4769.3949
8 | 20 | 10 | 906 | 122 | 32.8 | 2.6 | 908.161 | 54.742 | 6984.695 | 6720.281 |  | 12369.1231 | 0.33657 | 0.28662 | 10596.166 | 0.28833 | 0.24553 |  | 6522.0356
8 | 20 | 11 | 908 | 136 | 34.4 | 2.1 | 1014.406 | 60.573 | 7635.337 | 7343.011 |  | 14720.9287 | 0.34258 | 0.29377 | 12798.7469 | 0.29785 | 0.25541 |  | 7619.2667
8 | 20 | 12 | 903 | 146 | 35.6 | 2.1 | 1050.676 | 62.82 | 7839.052 | 7537.69 |  | 15735.9722 | 0.34264 | 0.29363 | 13698.1027 | 0.29826 | 0.2556 |  | 8153.8509
8 | 20 | 13 | 900 | 145 | 36.1 | 3.1 | 1017.888 | 59.879 | 7683 | 7388.572 |  | 15705.028 | 0.34264 | 0.29384 | 13671.7255 | 0.29828 | 0.2558 |  | 8132.9826
8 | 20 | 14 | 875 | 135 | 36.7 | 3.1 | 898.868 | 57.871 | 6829.697 | 6571.72 |  | 14247.2646 | 0.34262 | 0.29272 | 12387.3716 | 0.29789 | 0.25451 |  | 7396.5107
8 | 20 | 15 | 815 | 121 | 36.7 | 3.6 | 709.291 | 52.762 | 5464.806 | 5259.972 |  | 11226.4241 | 0.33695 | 0.283 | 9629.0211 | 0.28901 | 0.24273 |  | 5984.0815
8 | 20 | 16 | 797 | 50 | 36.7 | 3.6 | 455.791 | 47.064 | 3483.216 | 3344.238 |  | 8045.8301 | 0.32101 | 0.29057 | 6797.6368 | 0.27121 | 0.2455 |  | 4139.6523
8 | 20 | 17 | 685 | 42 | 36.7 | 3.6 | 225.705 | 41.624 | 1549.633 | 1462.014 |  | 3014.8526 | 0.22148 | 0.19061 | 2603.5668 | 0.19127 | 0.1646 |  | 2139.8158
8 | 20 | 18 | 351 | 18 | 35.6 | 3.6 | 17.271 | 35.458 | 143.095 | 84.83 |  | 0 | 0 | 0 | 0 | 0 | 0 |  | 269.7211
8 | 20 | 19 | 0 | 0 | 33.9 | 2.1 | 0 | 33.9 | 0 | 0 |  | 0 | 0 |  | 0 | 0 |  |  | 0
8 | 20 | 20 | 0 | 0 | 31.7 | 1.5 | 0 | 31.7 | 0 | 0 |  | 0 | 0 |  | 0 | 0 |  |  | 0
8 | 20 | 21 | 0 | 0 | 31.1 | 1.5 | 0 | 31.1 | 0 | 0 |  | 0 | 0 |  | 0 | 0 |  |  | 0
8 | 20 | 22 | 0 | 0 | 29.4 | 0 | 0 | 29.4 | 0 | 0 |  | 0 | 0 |  | 0 | 0 |  |  | 0
8 | 20 | 23 | 0 | 0 | 27.8 | 0 | 0 | 27.8 | 0 | 0 |  | 0 | 0 |  | 0 | 0 |  |  | 0
8 | 21 | 0 | 0 | 0 | 26.7 | 2.1 | 0 | 26.7 | 0 | 0 |  | 0 | 0 |  | 0 | 0 |  |  | 0
8 | 21 | 1 | 0 | 0 | 25.6 | 1 | 0 | 25.6 | 0 | 0 |  | 0 | 0 |  | 0 | 0 |  |  | 0
8 | 21 | 2 | 0 | 0 | 26.7 | 0 | 0 | 26.7 | 0 | 0 |  | 0 | 0 |  | 0 | 0 |  |  | 0
8 | 21 | 3 | 0 | 0 | 23.9 | 1.5 | 0 | 23.9 | 0 | 0 |  | 0 | 0 |  | 0 | 0 |  |  | 0
8 | 21 | 4 | 0 | 0 | 24.4 | 1.5 | 0 | 24.4 | 0 | 0 |  | 0 | 0 |  | 0 | 0 |  |  | 0
8 | 21 | 5 | 0 | 0 | 24.4 | 1.5 | 0 | 24.4 | 0 | 0 |  | 0 | 0 |  | 0 | 0 |  |  | 0
8 | 21 | 6 | 342 | 28 | 24.4 | 1.5 | 22.04 | 23.184 | 190.746 | 131.597 |  | 0 | 0 | 0 | 0 | 0 | 0 |  | 0
8 | 21 | 7 | 667 | 47 | 26.7 | 2.1 | 219.153 | 30.973 | 1557.931 | 1470.119 |  | 0 | 0 | 0 | 0 | 0 | 0 |  | 511.4326
8 | 21 | 8 | 789 | 78 | 29.4 | 2.1 | 475.69 | 40.857 | 3723.622 | 3577.367 |  | 3081.0408 | 0.20053 | 0.15833 | 2662.3071 | 0.17328 | 0.13681 |  | 2581.8143
8 | 21 | 9 | 848 | 110 | 31.7 | 2.6 | 716.698 | 48.733 | 5605.067 | 5395.065 |  | 8448.118 | 0.32012 | 0.26265 | 7137.9369 | 0.27047 | 0.22191 |  | 4725.7408
8 | 21 | 10 | 892 | 128 | 34.4 | 2.6 | 903.731 | 56.195 | 6911.534 | 6650.168 |  | 12207.2202 | 0.33668 | 0.28404 | 10460.7232 | 0.28851 | 0.2434 |  | 6485.9951
8 | 21 | 11 | 902 | 142 | 36.7 | 3.1 | 1016.103 | 60.127 | 7661.864 | 7368.369 |  | 14649.0563 | 0.3426 | 0.29173 | 12736.325 | 0.29786 | 0.25364 |  | 7626.4801
8 | 21 | 12 | 917 | 141 | 37.8 | 3.1 | 1061.168 | 62.369 | 7931.774 | 7626.252 |  | 16002.3319 | 0.34264 | 0.29576 | 13930.5593 | 0.29828 | 0.25747 |  | 8241.8787
8 | 21 | 13 | 909 | 142 | 38.9 | 3.1 | 1024.75 | 62.763 | 7645.876 | 7353.086 |  | 15879.6652 | 0.34265 | 0.29517 | 13824.4093 | 0.2983 | 0.25696 |  | 8192.5433
8 | 21 | 14 | 882 | 131 | 39.4 | 2.6 | 901.721 | 61.719 | 6747.136 | 6492.553 |  | 14372.7356 | 0.34262 | 0.29436 | 12496.6582 | 0.2979 | 0.25594 |  | 7426.998
8 | 21 | 15 | 727 | 176 | 39.4 | 3.6 | 703.964 | 55.341 | 5373.777 | 5172.262 |  | 10018.7771 | 0.33697 | 0.25708 | 8593.7818 | 0.28904 | 0.22051 |  | 5792.2229
8 | 21 | 16 | 772 | 41 | 39.4 | 3.1 | 433.423 | 49.824 | 3275.075 | 3142.238 |  | 7791.628 | 0.32099 | 0.29484 | 6582.8978 | 0.27119 | 0.2491 |  | 3960.6807
8 | 21 | 17 | 648 | 45 | 39.4 | 3.1 | 217.472 | 44.435 | 1481.908 | 1395.857 |  | 2830.0418 | 0.22008 | 0.18592 | 2444.2951 | 0.19008 | 0.16058 |  | 2052.2132
8 | 21 | 18 | 314 | 16 | 38.9 | 3.1 | 14.911 | 38.835 | 122.026 | 64.15 |  | 0 | 0 | 0 | 0 | 0 | 0 |  | 238.5983
8 | 21 | 19 | 0 | 0 | 37.2 | 2.1 | 0 | 37.2 | 0 | 0 |  | 0 | 0 |  | 0 | 0 |  |  | 0
8 | 21 | 20 | 0 | 0 | 34.4 | 2.1 | 0 | 34.4 | 0 | 0 |  | 0 | 0 |  | 0 | 0 |  |  | 0
8 | 21 | 21 | 0 | 0 | 33.3 | 1.5 | 0 | 33.3 | 0 | 0 |  | 0 | 0 |  | 0 | 0 |  |  | 0
8 | 21 | 22 | 0 | 0 | 31.1 | 0 | 0 | 31.1 | 0 | 0 |  | 0 | 0 |  | 0 | 0 |  |  | 0
8 | 21 | 23 | 0 | 0 | 30 | 1.5 | 0 | 30 | 0 | 0 |  | 0 | 0 |  | 0 | 0 |  |  | 0
8 | 22 | 0 | 0 | 0 | 30 | 1.5 | 0 | 30 | 0 | 0 |  | 0 | 0 |  | 0 | 0 |  |  | 0
8 | 22 | 1 | 0 | 0 | 27.8 | 1.5 | 0 | 27.8 | 0 | 0 |  | 0 | 0 |  | 0 | 0 |  |  | 0
8 | 22 | 2 | 0 | 0 | 27.2 | 1 | 0 | 27.2 | 0 | 0 |  | 0 | 0 |  | 0 | 0 |  |  | 0
8 | 22 | 3 | 0 | 0 | 26.1 | 1.5 | 0 | 26.1 | 0 | 0 |  | 0 | 0 |  | 0 | 0 |  |  | 0
8 | 22 | 4 | 0 | 0 | 27.8 | 1.5 | 0 | 27.8 | 0 | 0 |  | 0 | 0 |  | 0 | 0 |  |  | 0
8 | 22 | 5 | 0 | 0 | 26.1 | 1.5 | 0 | 26.1 | 0 | 0 |  | 0 | 0 |  | 0 | 0 |  |  | 0
8 | 22 | 6 | 195 | 30 | 26.7 | 1.5 | 23.214 | 25.611 | 199.217 | 139.91 |  | 0 | 0 | 0 | 0 | 0 | 0 |  | 0
8 | 22 | 7 | 473 | 59 | 28.9 | 2.1 | 180.927 | 32.233 | 1314.327 | 1232.089 |  | 0 | 0 | 0 | 0 | 0 | 0 |  | 456.6152
8 | 22 | 8 | 695 | 110 | 31.1 | 2.6 | 462.152 | 41.464 | 3623.075 | 3479.888 |  | 2781.1159 | 0.20468 | 0.14363 | 2403.3962 | 0.17688 | 0.12413 |  | 2528.2016
8 | 22 | 9 | 465 | 200 | 32.8 | 2.6 | 536.189 | 45.612 | 4253.025 | 4090.053 |  | 4648.357 | 0.32035 | 0.18586 | 3927.5442 | 0.27068 | 0.15704 |  | 3505.8783
8 | 22 | 10 | 433 | 297 | 35.6 | 2.1 | 686.314 | 53.063 | 5316.786 | 5117.334 |  | 5939.8541 | 0.33678 | 0.17875 | 5091.6764 | 0.28869 | 0.15323 |  | 4715.0115
8 | 22 | 11 | 234 | 380 | 36.7 | 2.6 | 616.361 | 51.89 | 4801.233 | 4619.943 |  | 3806.8454 | 0.34261 | 0.12256 | 3309.8407 | 0.29788 | 0.10656 |  | 4272.5052
8 | 22 | 12 | 751 | 269 | 38.3 | 2.6 | 1045.131 | 62.898 | 7795.423 | 7496.008 |  | 13123.5887 | 0.34265 | 0.25034 | 11425.2203 | 0.2983 | 0.21794 |  | 7783.7847
8 | 22 | 13 | 579 | 290 | 39.4 | 4.1 | 872.515 | 58.264 | 6628.667 | 6378.915 |  | 10125.6736 | 0.34265 | 0.22614 | 8815.6449 | 0.29832 | 0.19688 |  | 6556.5082
8 | 22 | 14 | 403 | 370 | 39.4 | 3.1 | 723.79 | 56.488 | 5533.471 | 5326.115 |  | 6572.1195 | 0.34263 | 0.17023 | 5714.3602 | 0.29791 | 0.14802 |  | 5466.4767
8 | 22 | 15 | 473 | 242 | 40 | 4.1 | 585.015 | 52.575 | 4520.968 | 4349.171 |  | 6520.9721 | 0.33699 | 0.20343 | 5593.804 | 0.28907 | 0.1745 |  | 4616.9074
8 | 22 | 16 | 706 | 60 | 40 | 4.1 | 420.364 | 48.997 | 3193.414 | 3062.945 |  | 7123.209 | 0.32097 | 0.28107 | 6018.2053 | 0.27118 | 0.23747 |  | 3767.4798
8 | 22 | 17 | 223 | 61 | 38.9 | 3.1 | 118.106 | 41.649 | 865.557 | 793.056 |  | 965.7407 | 0.21856 | 0.12672 | 834.2134 | 0.1888 | 0.10946 |  | 974.9799
8 | 22 | 18 | 50 | 12 | 37.8 | 3.1 | 9.451 | 37.334 | 77.768 | 20.702 |  | 0 | 0 | 0 | 0 | 0 | 0 |  | 71.3004
8 | 22 | 19 | 0 | 0 | 36.7 | 2.6 | 0 | 36.7 | 0 | 0 |  | 0 | 0 |  | 0 | 0 |  |  | 0
8 | 22 | 20 | 0 | 0 | 34.4 | 2.1 | 0 | 34.4 | 0 | 0 |  | 0 | 0 |  | 0 | 0 |  |  | 0
8 | 22 | 21 | 0 | 0 | 33.9 | 1.5 | 0 | 33.9 | 0 | 0 |  | 0 | 0 |  | 0 | 0 |  |  | 0
8 | 22 | 22 | 0 | 0 | 33.3 | 1.5 | 0 | 33.3 | 0 | 0 |  | 0 | 0 |  | 0 | 0 |  |  | 0
8 | 22 | 23 | 0 | 0 | 32.8 | 1.5 | 0 | 32.8 | 0 | 0 |  | 0 | 0 |  | 0 | 0 |  |  | 0
8 | 23 | 0 | 0 | 0 | 32.8 | 0 | 0 | 32.8 | 0 | 0 |  | 0 | 0 |  | 0 | 0 |  |  | 0
8 | 23 | 1 | 0 | 0 | 31.1 | 1.5 | 0 | 31.1 | 0 | 0 |  | 0 | 0 |  | 0 | 0 |  |  | 0
8 | 23 | 2 | 0 | 0 | 30 | 2.1 | 0 | 30 | 0 | 0 |  | 0 | 0 |  | 0 | 0 |  |  | 0
8 | 23 | 3 | 0 | 0 | 31.7 | 1.5 | 0 | 31.7 | 0 | 0 |  | 0 | 0 |  | 0 | 0 |  |  | 0
8 | 23 | 4 | 0 | 0 | 30 | 1.5 | 0 | 30 | 0 | 0 |  | 0 | 0 |  | 0 | 0 |  |  | 0
8 | 23 | 5 | 0 | 0 | 29.4 | 1.5 | 0 | 29.4 | 0 | 0 |  | 0 | 0 |  | 0 | 0 |  |  | 0
8 | 23 | 6 | 269 | 32 | 28.9 | 1.5 | 25.925 | 27.986 | 220.625 | 160.918 |  | 0 | 0 | 0 | 0 | 0 | 0 |  | 0
8 | 23 | 7 | 548 | 76 | 31.1 | 3.1 | 217.507 | 34.99 | 1573.891 | 1485.707 |  | 0 | 0 | 0 | 0 | 0 | 0 |  | 562.2344
8 | 23 | 8 | 178 | 201 | 32.2 | 2.6 | 278.935 | 38.304 | 2255.656 | 2150.761 |  | 729.7028 | 0.20885 | 0.05195 | 630.5979 | 0.18049 | 0.044894 |  | 1672.5297
8 | 23 | 9 | 233 | 259 | 32.8 | 2.1 | 422.925 | 43.126 | 3393.632 | 3257.315 |  | 2337.1411 | 0.32058 | 0.11189 | 1974.7148 | 0.27087 | 0.094539 |  | 2792.5169
8 | 23 | 10 | 87 | 369 | 33.9 | 2.1 | 428.477 | 44.78 | 3428.627 | 3291.274 |  | 1196.2914 | 0.33688 | 0.052186 | 1025.8094 | 0.28887 | 0.044749 |  | 3004.0746
8 | 23 | 11 | 59 | 423 | 33.9 | 2.1 | 466.83 | 45.743 | 3723.111 | 3576.873 |  | 961.4785 | 0.34262 | 0.038438 | 835.9771 | 0.2979 | 0.033421 |  | 3262.4755
8 | 23 | 12 | 6 | 337 | 33.9 | 2.1 | 317.518 | 42.141 | 2566.834 | 2453.785 |  | 104.9911 | 0.34265 | 0.0058332 | 91.4109 | 0.29833 | 0.0050787 |  | 2299.4262
8 | 23 | 13 | 12 | 363 | 33.9 | 2.1 | 347.73 | 42.47 | 2807.599 | 2688.015 |  | 210.078 | 0.34265 | 0.01068 | 182.9107 | 0.29834 | 0.0092987 |  | 2521.0759
8 | 23 | 14 | 7 | 350 | 33.9 | 3.1 | 329.101 | 41.138 | 2670.314 | 2554.481 |  | 114.2378 | 0.34263 | 0.0061062 | 99.33 | 0.29792 | 0.0053094 |  | 2388.8964
8 | 23 | 15 | 12 | 291 | 33.9 | 2.1 | 274.748 | 40.668 | 2232.605 | 2128.301 |  | 165.4922 | 0.337 | 0.010495 | 141.9692 | 0.2891 | 0.0090033 |  | 2010.2923
8 | 23 | 16 | 4 | 256 | 33.9 | 2.6 | 234.345 | 39.118 | 1915.083 | 1818.734 |  | 40.3415 | 0.32094 | 0.0029738 | 34.0837 | 0.27116 | 0.0025125 |  | 1684.2287
8 | 23 | 17 | 4 | 72 | 33.3 | 2.1 | 65.201 | 34.41 | 540.586 | 474.709 |  | 17.1649 | 0.21692 | 0.0044479 | 14.829 | 0.1874 | 0.0038426 |  | 437.844
8 | 23 | 18 | 23 | 40 | 33.3 | 2.6 | 33.704 | 33.082 | 281.653 | 220.795 |  | 0 | 0 | 0 | 0 | 0 | 0 |  | 154.8339
8 | 23 | 19 | 0 | 0 | 32.8 | 3.1 | 0 | 32.8 | 0 | 0 |  | 0 | 0 |  | 0 | 0 |  |  | 0
8 | 23 | 20 | 0 | 0 | 32.2 | 7.2 | 0 | 32.2 | 0 | 0 |  | 0 | 0 |  | 0 | 0 |  |  | 0
8 | 23 | 21 | 0 | 0 | 30 | 3.6 | 0 | 30 | 0 | 0 |  | 0 | 0 |  | 0 | 0 |  |  | 0
8 | 23 | 22 | 0 | 0 | 30 | 2.6 | 0 | 30 | 0 | 0 |  | 0 | 0 |  | 0 | 0 |  |  | 0
8 | 23 | 23 | 0 | 0 | 29.4 | 1.5 | 0 | 29.4 | 0 | 0 |  | 0 | 0 |  | 0 | 0 |  |  | 0
8 | 24 | 0 | 0 | 0 | 29.4 | 2.1 | 0 | 29.4 | 0 | 0 |  | 0 | 0 |  | 0 | 0 |  |  | 0
8 | 24 | 1 | 0 | 0 | 28.9 | 2.6 | 0 | 28.9 | 0 | 0 |  | 0 | 0 |  | 0 | 0 |  |  | 0
8 | 24 | 2 | 0 | 0 | 28.9 | 2.6 | 0 | 28.9 | 0 | 0 |  | 0 | 0 |  | 0 | 0 |  |  | 0
8 | 24 | 3 | 0 | 0 | 28.3 | 1.5 | 0 | 28.3 | 0 | 0 |  | 0 | 0 |  | 0 | 0 |  |  | 0
8 | 24 | 4 | 0 | 0 | 27.8 | 2.6 | 0 | 27.8 | 0 | 0 |  | 0 | 0 |  | 0 | 0 |  |  | 0
8 | 24 | 5 | 0 | 0 | 27.2 | 1.5 | 0 | 27.2 | 0 | 0 |  | 0 | 0 |  | 0 | 0 |  |  | 0
8 | 24 | 6 | 10 | 29 | 27.2 | 2.1 | 25.497 | 26.31 | 218.268 | 158.604 |  | 0 | 0 | 0 | 0 | 0 | 0 |  | 0
8 | 24 | 7 | 126 | 122 | 28.3 | 4.1 | 144.277 | 30.243 | 1164.1 | 1085.198 |  | 0 | 0 | 0 | 0 | 0 | 0 |  | 498.3
8 | 24 | 8 | 381 | 192 | 30 | 3.1 | 377.385 | 37.813 | 3032.933 | 2907.053 |  | 1599.5363 | 0.21303 | 0.090942 | 1382.1429 | 0.18407 | 0.078582 |  | 2177.4208
8 | 24 | 9 | 432 | 282 | 32.2 | 3.6 | 594.381 | 44.83 | 4733.625 | 4554.649 |  | 4348.0432 | 0.32081 | 0.15332 | 3673.6734 | 0.27105 | 0.12954 |  | 3895.8646
8 | 24 | 10 | 450 | 327 | 33.3 | 3.1 | 732.664 | 50.053 | 5742.562 | 5527.428 |  | 6202.3056 | 0.33698 | 0.17435 | 5320.2456 | 0.28905 | 0.14956 |  | 5034.8043
8 | 24 | 11 | 677 | 281 | 34.4 | 3.1 | 960.178 | 56.347 | 7350.018 | 7070.109 |  | 11051.1059 | 0.34263 | 0.2351 | 9609.0284 | 0.29792 | 0.20442 |  | 6914.2027
8 | 24 | 12 | 550 | 439 | 34.4 | 4.1 | 1012.533 | 55.97 | 7763.577 | 7465.579 |  | 9636.9791 | 0.34266 | 0.18833 | 8391.2367 | 0.29836 | 0.16398 |  | 7329.0251
8 | 24 | 13 | 323 | 398 | 32.2 | 7.7 | 722.483 | 43.349 | 5813.544 | 5595.736 |  | 5660.3196 | 0.34266 | 0.15129 | 4928.6779 | 0.29837 | 0.13173 |  | 5241.1046
8 | 24 | 14 | 141 | 231 | 28.3 | 7.7 | 349.608 | 33.464 | 2915.626 | 2793.045 |  | 2302.6272 | 0.34263 | 0.12217 | 2002.1805 | 0.29793 | 0.10623 |  | 2592.0544
8 | 24 | 15 | 294 | 304 | 31.7 | 4.1 | 511.337 | 42.043 | 4119.283 | 3960.624 |  | 4055.6698 | 0.33701 | 0.14488 | 3479.3398 | 0.28912 | 0.12429 |  | 3891.469
8 | 24 | 16 | 215 | 253 | 32.2 | 2.1 | 347.383 | 41.298 | 2779.917 | 2661.094 |  | 2167.2751 | 0.32091 | 0.10817 | 1831.0984 | 0.27113 | 0.09139 |  | 2673.1436
8 | 24 | 17 | 98 | 110 | 31.1 | 10.3 | 126.503 | 32.291 | 1018.64 | 942.895 |  | 416.4047 | 0.21516 | 0.054006 | 359.7748 | 0.1859 | 0.046661 |  | 920.1466
8 | 24 | 18 | 21 | 29 | 30 | 3.6 | 25.542 | 29.638 | 216.097 | 156.474 |  | 0 | 0 | 0 | 0 | 0 | 0 |  | 114.0087
8 | 24 | 19 | 0 | 0 | 28.9 | 2.6 | 0 | 28.9 | 0 | 0 |  | 0 | 0 |  | 0 | 0 |  |  | 0
8 | 24 | 20 | 0 | 0 | 28.3 | 2.1 | 0 | 28.3 | 0 | 0 |  | 0 | 0 |  | 0 | 0 |  |  | 0
8 | 24 | 21 | 0 | 0 | 27.8 | 2.1 | 0 | 27.8 | 0 | 0 |  | 0 | 0 |  | 0 | 0 |  |  | 0
8 | 24 | 22 | 0 | 0 | 28.3 | 2.6 | 0 | 28.3 | 0 | 0 |  | 0 | 0 |  | 0 | 0 |  |  | 0
8 | 24 | 23 | 0 | 0 | 27.2 | 1.5 | 0 | 27.2 | 0 | 0 |  | 0 | 0 |  | 0 | 0 |  |  | 0
8 | 25 | 0 | 0 | 0 | 26.7 | 1.5 | 0 | 26.7 | 0 | 0 |  | 0 | 0 |  | 0 | 0 |  |  | 0
8 | 25 | 1 | 0 | 0 | 26.7 | 1.5 | 0 | 26.7 | 0 | 0 |  | 0 | 0 |  | 0 | 0 |  |  | 0
8 | 25 | 2 | 0 | 0 | 26.7 | 0 | 0 | 26.7 | 0 | 0 |  | 0 | 0 |  | 0 | 0 |  |  | 0
8 | 25 | 3 | 0 | 0 | 24.4 | 0 | 0 | 24.4 | 0 | 0 |  | 0 | 0 |  | 0 | 0 |  |  | 0
8 | 25 | 4 | 0 | 0 | 24.4 | 0 | 0 | 24.4 | 0 | 0 |  | 0 | 0 |  | 0 | 0 |  |  | 0
8 | 25 | 5 | 0 | 0 | 23.9 | 0 | 0 | 23.9 | 0 | 0 |  | 0 | 0 |  | 0 | 0 |  |  | 0
8 | 25 | 6 | 45 | 39 | 25.6 | 2.6 | 32.552 | 24.971 | 279.977 | 219.152 |  | 0 | 0 | 0 | 0 | 0 | 0 |  | 0
8 | 25 | 7 | 330 | 106 | 27.8 | 3.6 | 188.082 | 30.804 | 1444.202 | 1359.017 |  | 0 | 0 | 0 | 0 | 0 | 0 |  | 560.1276
8 | 25 | 8 | 519 | 164 | 29.4 | 3.1 | 426.764 | 38.433 | 3407.195 | 3270.477 |  | 2230.5156 | 0.21719 | 0.11814 | 1926.9298 | 0.18763 | 0.10206 |  | 2396.9581
8 | 25 | 9 | 621 | 208 | 31.7 | 2.6 | 661.688 | 47.345 | 5212.712 | 5017 |  | 6271.6225 | 0.32103 | 0.20593 | 5298.6323 | 0.27123 | 0.17398 |  | 4326.2266
8 | 25 | 10 | 692 | 238 | 32.2 | 3.6 | 859.413 | 50.987 | 6709.912 | 6456.853 |  | 9560.0888 | 0.33707 | 0.23399 | 8203.3829 | 0.28924 | 0.20078 |  | 5991.9405
8 | 25 | 11 | 720 | 255 | 34.4 | 3.6 | 978.073 | 55.982 | 7497.727 | 7211.424 |  | 11772.5286 | 0.34264 | 0.24657 | 10236.8917 | 0.29795 | 0.2144 |  | 7069.5389
8 | 25 | 12 | 904 | 128 | 35.6 | 3.6 | 1040.833 | 58.66 | 7896.133 | 7592.213 |  | 15860.3062 | 0.34266 | 0.29922 | 13811.4832 | 0.2984 | 0.26057 |  | 8089.9735
8 | 25 | 13 | 879 | 140 | 36.1 | 3.1 | 998.053 | 59.439 | 7546.729 | 7258.288 |  | 15418.8225 | 0.34266 | 0.29455 | 13426.8284 | 0.29839 | 0.2565 |  | 7968.7676
8 | 25 | 14 | 850 | 134 | 37.2 | 3.1 | 887.079 | 58.069 | 6735.324 | 6481.225 |  | 13889.844 | 0.34264 | 0.29197 | 12077.755 | 0.29794 | 0.25388 |  | 7226.8933
8 | 25 | 15 | 813 | 104 | 37.8 | 3.1 | 691.752 | 54.241 | 5298.218 | 5099.436 |  | 11217.5626 | 0.33702 | 0.28953 | 9623.8015 | 0.28914 | 0.24839 |  | 5866.3943
8 | 25 | 16 | 449 | 184 | 37.8 | 3.1 | 410.228 | 47.669 | 3172.111 | 3042.257 |  | 4523.4121 | 0.32087 | 0.1904 | 3821.7961 | 0.2711 | 0.16087 |  | 3341.6215
8 | 25 | 17 | 639 | 48 | 37.8 | 3.1 | 216.509 | 42.719 | 1485.38 | 1399.249 |  | 2686.4083 | 0.21327 | 0.17772 | 2321.2746 | 0.18428 | 0.15356 |  | 2029.6458
8 | 25 | 18 | 260 | 19 | 37.2 | 3.6 | 16.188 | 37.075 | 133.332 | 75.248 |  | 0 | 0 | 0 | 0 | 0 | 0 |  | 209.3371
8 | 25 | 19 | 0 | 0 | 35.6 | 2.1 | 0 | 35.6 | 0 | 0 |  | 0 | 0 |  | 0 | 0 |  |  | 0
8 | 25 | 20 | 0 | 0 | 33.3 | 2.1 | 0 | 33.3 | 0 | 0 |  | 0 | 0 |  | 0 | 0 |  |  | 0
8 | 25 | 21 | 0 | 0 | 32.2 | 2.1 | 0 | 32.2 | 0 | 0 |  | 0 | 0 |  | 0 | 0 |  |  | 0
8 | 25 | 22 | 0 | 0 | 31.1 | 2.1 | 0 | 31.1 | 0 | 0 |  | 0 | 0 |  | 0 | 0 |  |  | 0
8 | 25 | 23 | 0 | 0 | 30.6 | 1.5 | 0 | 30.6 | 0 | 0 |  | 0 | 0 |  | 0 | 0 |  |  | 0
8 | 26 | 0 | 0 | 0 | 30 | 1.5 | 0 | 30 | 0 | 0 |  | 0 | 0 |  | 0 | 0 |  |  | 0
8 | 26 | 1 | 0 | 0 | 30 | 1.5 | 0 | 30 | 0 | 0 |  | 0 | 0 |  | 0 | 0 |  |  | 0
8 | 26 | 2 | 0 | 0 | 28.9 | 2.6 | 0 | 28.9 | 0 | 0 |  | 0 | 0 |  | 0 | 0 |  |  | 0
8 | 26 | 3 | 0 | 0 | 27.8 | 2.1 | 0 | 27.8 | 0 | 0 |  | 0 | 0 |  | 0 | 0 |  |  | 0
8 | 26 | 4 | 0 | 0 | 27.8 | 1.5 | 0 | 27.8 | 0 | 0 |  | 0 | 0 |  | 0 | 0 |  |  | 0
8 | 26 | 5 | 0 | 0 | 27.2 | 0 | 0 | 27.2 | 0 | 0 |  | 0 | 0 |  | 0 | 0 |  |  | 0
8 | 26 | 6 | 288 | 22 | 26.7 | 2.1 | 20.108 | 25.7 | 172.508 | 113.698 |  | 0 | 0 | 0 | 0 | 0 | 0 |  | 0
8 | 26 | 7 | 640 | 41 | 30 | 3.1 | 211.536 | 33.711 | 1495.12 | 1408.764 |  | 0 | 0 | 0 | 0 | 0 | 0 |  | 511.0574
8 | 26 | 8 | 766 | 71 | 32.2 | 3.1 | 464.179 | 42.156 | 3621.585 | 3478.443 |  | 3368.4966 | 0.22133 | 0.17779 | 2909.0117 | 0.19114 | 0.15353 |  | 2535.0825
8 | 26 | 9 | 840 | 99 | 33.9 | 2.6 | 704.178 | 50.593 | 5470.209 | 5265.178 |  | 8512.1933 | 0.32125 | 0.26857 | 7191.0621 | 0.27139 | 0.22689 |  | 4678.1223
8 | 26 | 10 | 862 | 123 | 35.6 | 1 | 881.042 | 62.227 | 6579.425 | 6331.668 |  | 11936.3015 | 0.33716 | 0.28515 | 10246.0531 | 0.28942 | 0.24477 |  | 6322.9113
8 | 26 | 11 | 870 | 139 | 37.8 | 3.1 | 990.097 | 60.603 | 7451.99 | 7167.675 |  | 14248.4207 | 0.34265 | 0.29149 | 12390.6712 | 0.29797 | 0.25349 |  | 7423.7982
8 | 26 | 12 | 869 | 154 | 38.3 | 3.1 | 1032.691 | 62.205 | 7724.23 | 7427.978 |  | 15265.6271 | 0.34267 | 0.29003 | 13295.0498 | 0.29843 | 0.25259 |  | 7992.3909
8 | 26 | 13 | 869 | 167 | 39.4 | 3.6 | 1027.246 | 62.193 | 7682.467 | 7388.063 |  | 15257.7375 | 0.34266 | 0.28629 | 13287.5869 | 0.29842 | 0.24932 |  | 8075.6555
8 | 26 | 14 | 594 | 151 | 38.9 | 4.6 | 686.919 | 53.46 | 5311.554 | 5112.291 |  | 9712.2451 | 0.34264 | 0.26776 | 8445.3535 | 0.29795 | 0.23283 |  | 5435.8922
8 | 26 | 15 | 848 | 138 | 40 | 4.1 | 751.118 | 55.835 | 5718.906 | 5504.66 |  | 11702.2674 | 0.33703 | 0.27884 | 10039.8708 | 0.28915 | 0.23923 |  | 6315.9183
8 | 26 | 16 | 172 | 224 | 38.9 | 4.1 | 298.968 | 45.697 | 2355.496 | 2248.021 |  | 1731.6243 | 0.32083 | 0.10093 | 1463.0492 | 0.27107 | 0.085272 |  | 2277.896
8 | 26 | 17 | 13 | 111 | 38.9 | 3.1 | 102.112 | 41.012 | 823.591 | 751.966 |  | 54.0335 | 0.21126 | 0.0088823 | 46.6926 | 0.18256 | 0.0076756 |  | 692.472
8 | 26 | 18 | 122 | 15 | 37.2 | 2.6 | 12.25 | 36.72 | 101.026 | 43.535 |  | 0 | 0 | 0 | 0 | 0 | 0 |  | 118.3418
8 | 26 | 19 | 0 | 0 | 36.1 | 2.1 | 0 | 36.1 | 0 | 0 |  | 0 | 0 |  | 0 | 0 |  |  | 0
8 | 26 | 20 | 0 | 0 | 35 | 1.5 | 0 | 35 | 0 | 0 |  | 0 | 0 |  | 0 | 0 |  |  | 0
8 | 26 | 21 | 0 | 0 | 34.4 | 1.5 | 0 | 34.4 | 0 | 0 |  | 0 | 0 |  | 0 | 0 |  |  | 0
8 | 26 | 22 | 0 | 0 | 31.1 | 1.5 | 0 | 31.1 | 0 | 0 |  | 0 | 0 |  | 0 | 0 |  |  | 0
8 | 26 | 23 | 0 | 0 | 30.6 | 1.5 | 0 | 30.6 | 0 | 0 |  | 0 | 0 |  | 0 | 0 |  |  | 0
8 | 27 | 0 | 0 | 0 | 30 | 1.5 | 0 | 30 | 0 | 0 |  | 0 | 0 |  | 0 | 0 |  |  | 0
8 | 27 | 1 | 0 | 0 | 28.9 | 0 | 0 | 28.9 | 0 | 0 |  | 0 | 0 |  | 0 | 0 |  |  | 0
8 | 27 | 2 | 0 | 0 | 29.4 | 0 | 0 | 29.4 | 0 | 0 |  | 0 | 0 |  | 0 | 0 |  |  | 0
8 | 27 | 3 | 0 | 0 | 29.4 | 0 | 0 | 29.4 | 0 | 0 |  | 0 | 0 |  | 0 | 0 |  |  | 0
8 | 27 | 4 | 0 | 0 | 28.3 | 1.5 | 0 | 28.3 | 0 | 0 |  | 0 | 0 |  | 0 | 0 |  |  | 0
8 | 27 | 5 | 0 | 0 | 27.8 | 1.5 | 0 | 27.8 | 0 | 0 |  | 0 | 0 |  | 0 | 0 |  |  | 0
8 | 27 | 6 | 257 | 23 | 27.8 | 2.1 | 21.575 | 26.868 | 161.044 | 102.447 |  | 0 | 0 | 0 | 0 | 0 | 0 |  | 0
8 | 27 | 7 | 613 | 46 | 29.4 | 2.6 | 210.631 | 33.275 | 1502.179 | 1415.66 |  | 0 | 0 | 0 | 0 | 0 | 0 |  | 520.7296
8 | 27 | 8 | 746 | 76 | 32.2 | 3.1 | 460.772 | 42.077 | 3599.473 | 3457.001 |  | 3354.9971 | 0.22542 | 0.17777 | 2895.9739 | 0.19458 | 0.15344 |  | 2520.9971
8 | 27 | 9 | 818 | 113 | 33.9 | 2.6 | 708.465 | 50.683 | 5503.485 | 5297.233 |  | 8317.3246 | 0.32146 | 0.2615 | 7025.7719 | 0.27154 | 0.22089 |  | 4675.769
8 | 27 | 10 | 864 | 165 | 35.6 | 2.6 | 934.384 | 58.03 | 7096.449 | 6827.343 |  | 11991.5049 | 0.33725 | 0.27118 | 10297.1969 | 0.2896 | 0.23286 |  | 6626.7488
8 | 27 | 11 | 896 | 202 | 37.2 | 3.1 | 1090.287 | 62.236 | 8152.682 | 7837.131 |  | 14697.8938 | 0.34265 | 0.27473 | 12782.5501 | 0.298 | 0.23893 |  | 8049.4267
8 | 27 | 12 | 911 | 230 | 38.9 | 2.6 | 1162.902 | 67.065 | 8528.147 | 8195.172 |  | 16023.26 | 0.34267 | 0.27234 | 13956.423 | 0.29847 | 0.23721 |  | 8845.7615
8 | 27 | 13 | 887 | 221 | 40 | 3.1 | 1098.19 | 65.564 | 8101.764 | 7788.54 |  | 15587.8274 | 0.34267 | 0.27303 | 13576.1175 | 0.29844 | 0.23779 |  | 8587.002
8 | 27 | 14 | 864 | 251 | 40.6 | 3.6 | 1021.642 | 63.372 | 7595.687 | 7305.103 |  | 14134.5576 | 0.34264 | 0.25969 | 12291.0696 | 0.29795 | 0.22582 |  | 8119.6688
8 | 27 | 15 | 824 | 218 | 40.6 | 4.1 | 814.415 | 58.265 | 6146.553 | 5915.968 |  | 11372.1066 | 0.33703 | 0.25167 | 9756.7455 | 0.28916 | 0.21592 |  | 6695.2509
8 | 27 | 16 | 765 | 80 | 40.6 | 3.6 | 470.337 | 51.512 | 3541.433 | 3400.711 |  | 7695.7891 | 0.32078 | 0.27299 | 6502.2308 | 0.27103 | 0.23065 |  | 4170.0554
8 | 27 | 17 | 601 | 116 | 40 | 3.6 | 266.343 | 45.907 | 1879.236 | 1783.763 |  | 2467.7568 | 0.20913 | 0.13794 | 2132.5892 | 0.18073 | 0.11921 |  | 2319.3938
8 | 27 | 18 | 241 | 61 | 39.4 | 3.6 | 49.517 | 40.194 | 403.199 | 340.014 |  | 0 | 0 | 0 | 0 | 0 | 0 |  | 340.0815
8 | 27 | 19 | 0 | 0 | 37.8 | 2.1 | 0 | 37.8 | 0 | 0 |  | 0 | 0 |  | 0 | 0 |  |  | 0
8 | 27 | 20 | 0 | 0 | 35 | 1.5 | 0 | 35 | 0 | 0 |  | 0 | 0 |  | 0 | 0 |  |  | 0
8 | 27 | 21 | 0 | 0 | 33.3 | 1.5 | 0 | 33.3 | 0 | 0 |  | 0 | 0 |  | 0 | 0 |  |  | 0
8 | 27 | 22 | 0 | 0 | 33.3 | 1 | 0 | 33.3 | 0 | 0 |  | 0 | 0 |  | 0 | 0 |  |  | 0
8 | 27 | 23 | 0 | 0 | 32.8 | 1 | 0 | 32.8 | 0 | 0 |  | 0 | 0 |  | 0 | 0 |  |  | 0
8 | 28 | 0 | 0 | 0 | 31.1 | 1 | 0 | 31.1 | 0 | 0 |  | 0 | 0 |  | 0 | 0 |  |  | 0
8 | 28 | 1 | 0 | 0 | 31.1 | 1 | 0 | 31.1 | 0 | 0 |  | 0 | 0 |  | 0 | 0 |  |  | 0
8 | 28 | 2 | 0 | 0 | 28.9 | 1.5 | 0 | 28.9 | 0 | 0 |  | 0 | 0 |  | 0 | 0 |  |  | 0
8 | 28 | 3 | 0 | 0 | 28.3 | 0 | 0 | 28.3 | 0 | 0 |  | 0 | 0 |  | 0 | 0 |  |  | 0
8 | 28 | 4 | 0 | 0 | 27.2 | 0 | 0 | 27.2 | 0 | 0 |  | 0 | 0 |  | 0 | 0 |  |  | 0
8 | 28 | 5 | 0 | 0 | 27.8 | 1.5 | 0 | 27.8 | 0 | 0 |  | 0 | 0 |  | 0 | 0 |  |  | 0
8 | 28 | 6 | 191 | 26 | 28.3 | 1.5 | 23.841 | 27.494 | 182.207 | 123.217 |  | 0 | 0 | 0 | 0 | 0 | 0 |  | 0
8 | 28 | 7 | 566 | 98 | 30.6 | 2.1 | 248.236 | 35.72 | 1820.566 | 1726.518 |  | 0 | 0 | 0 | 0 | 0 | 0 |  | 688.2451
8 | 28 | 8 | 718 | 125 | 32.2 | 2.6 | 497.214 | 43.567 | 3878.179 | 3727.143 |  | 3300.479 | 0.22946 | 0.15757 | 2847.1774 | 0.19794 | 0.13593 |  | 2745.9833
8 | 28 | 9 | 798 | 152 | 34.4 | 3.1 | 737.319 | 51.036 | 5723.032 | 5508.631 |  | 8141.3104 | 0.32167 | 0.24456 | 6876.3086 | 0.27169 | 0.20656 |  | 4845.2988
8 | 28 | 10 | 850 | 169 | 36.1 | 3.1 | 927.86 | 57.327 | 7066.785 | 6798.929 |  | 11824.0521 | 0.33733 | 0.26919 | 10157.1626 | 0.28977 | 0.23124 |  | 6575.3776
8 | 28 | 11 | 753 | 223 | 36.7 | 2.1 | 982.67 | 62.099 | 7352.196 | 7072.194 |  | 12371.7312 | 0.34266 | 0.25875 | 10760.4667 | 0.29803 | 0.22506 |  | 7129.2488
8 | 28 | 12 | 721 | 274 | 38.3 | 2.1 | 1028.36 | 64.819 | 7611.069 | 7319.81 |  | 12696.6855 | 0.34267 | 0.24684 | 11060.1588 | 0.2985 | 0.21502 |  | 7622.3343
8 | 28 | 13 | 830 | 249 | 39.4 | 2.1 | 1081.353 | 67.187 | 7924.847 | 7619.637 |  | 14598.7186 | 0.34267 | 0.26221 | 12715.6439 | 0.29847 | 0.22839 |  | 8322.8944
8 | 28 | 14 | 773 | 277 | 40 | 3.6 | 967.815 | 61.667 | 7245.676 | 6970.239 |  | 12652.1268 | 0.34265 | 0.24583 | 11002.2116 | 0.29796 | 0.21377 |  | 7617.4631
8 | 28 | 15 | 767 | 210 | 40 | 3.6 | 766.923 | 57.359 | 5809.288 | 5591.641 |  | 10585.7539 | 0.33703 | 0.24947 | 9082.131 | 0.28916 | 0.21403 |  | 6279.2969
8 | 28 | 16 | 716 | 89 | 40 | 3.6 | 454.842 | 50.489 | 3441.951 | 3304.202 |  | 7196.6817 | 0.32072 | 0.26545 | 6080.5843 | 0.27098 | 0.22428 |  | 3992.1459
8 | 28 | 17 | 387 | 133 | 39.4 | 3.1 | 223.9 | 44.627 | 1635.236 | 1545.613 |  | 1568.5551 | 0.20688 | 0.1077 | 1355.539 | 0.17879 | 0.093072 |  | 1835.0344
8 | 28 | 18 | 16 | 64 | 38.3 | 3.6 | 49.62 | 38.966 | 404.673 | 341.459 |  | 0 | 0 | 0 | 0 | 0 | 0 |  | 229.0747
8 | 28 | 19 | 0 | 0 | 37.8 | 1.5 | 0 | 37.8 | 0 | 0 |  | 0 | 0 |  | 0 | 0 |  |  | 0
8 | 28 | 20 | 0 | 0 | 36.1 | 1.5 | 0 | 36.1 | 0 | 0 |  | 0 | 0 |  | 0 | 0 |  |  | 0
8 | 28 | 21 | 0 | 0 | 34.4 | 2.1 | 0 | 34.4 | 0 | 0 |  | 0 | 0 |  | 0 | 0 |  |  | 0
8 | 28 | 22 | 0 | 0 | 33.3 | 1.5 | 0 | 33.3 | 0 | 0 |  | 0 | 0 |  | 0 | 0 |  |  | 0
8 | 28 | 23 | 0 | 0 | 32.8 | 2.1 | 0 | 32.8 | 0 | 0 |  | 0 | 0 |  | 0 | 0 |  |  | 0
8 | 29 | 0 | 0 | 0 | 33.3 | 1.5 | 0 | 33.3 | 0 | 0 |  | 0 | 0 |  | 0 | 0 |  |  | 0
8 | 29 | 1 | 0 | 0 | 32.2 | 2.1 | 0 | 32.2 | 0 | 0 |  | 0 | 0 |  | 0 | 0 |  |  | 0
8 | 29 | 2 | 0 | 0 | 31.7 | 2.1 | 0 | 31.7 | 0 | 0 |  | 0 | 0 |  | 0 | 0 |  |  | 0
8 | 29 | 3 | 0 | 0 | 31.1 | 0 | 0 | 31.1 | 0 | 0 |  | 0 | 0 |  | 0 | 0 |  |  | 0
8 | 29 | 4 | 0 | 0 | 28.3 | 2.6 | 0 | 28.3 | 0 | 0 |  | 0 | 0 |  | 0 | 0 |  |  | 0
8 | 29 | 5 | 0 | 0 | 27.8 | 1.5 | 0 | 27.8 | 0 | 0 |  | 0 | 0 |  | 0 | 0 |  |  | 0
8 | 29 | 6 | 222 | 22 | 27.8 | 1.5 | 21.937 | 26.918 | 158.629 | 100.077 |  | 0 | 0 | 0 | 0 | 0 | 0 |  | 0
8 | 29 | 7 | 467 | 58 | 29.4 | 2.1 | 184.837 | 32.844 | 1351.449 | 1268.375 |  | 0 | 0 | 0 | 0 | 0 | 0 |  | 491.602
8 | 29 | 8 | 739 | 82 | 32.2 | 2.6 | 466.328 | 42.681 | 3639.295 | 3495.616 |  | 3469.9817 | 0.23341 | 0.181 | 2991.1573 | 0.2012 | 0.15602 |  | 2560.2474
8 | 29 | 9 | 809 | 117 | 34.4 | 2.6 | 709.426 | 51.213 | 5501.161 | 5294.995 |  | 8281.187 | 0.32187 | 0.25984 | 6993.5367 | 0.27182 | 0.21944 |  | 4682.6439
8 | 29 | 10 | 874 | 120 | 36.7 | 2.6 | 893.207 | 58.188 | 6779.284 | 6523.382 |  | 12185.283 | 0.33741 | 0.28729 | 10471.3859 | 0.28995 | 0.24688 |  | 6415.4164
8 | 29 | 11 | 889 | 131 | 37.2 | 2.6 | 1004.927 | 61.56 | 7534.867 | 7246.945 |  | 14628.9735 | 0.34266 | 0.29512 | 12724.9492 | 0.29806 | 0.25671 |  | 7544.0953
8 | 29 | 12 | 895 | 139 | 38.3 | 2.6 | 1047.746 | 63.807 | 7786.422 | 7487.407 |  | 15779.1928 | 0.34266 | 0.29579 | 13746.8058 | 0.29853 | 0.25769 |  | 8126.5395
8 | 29 | 13 | 886 | 137 | 39.4 | 2.6 | 1005.449 | 64.042 | 7463.538 | 7178.722 |  | 15596.5178 | 0.34267 | 0.29591 | 13585.7581 | 0.29849 | 0.25776 |  | 8029.7644
8 | 29 | 14 | 863 | 138 | 39.4 | 3.1 | 904.584 | 60.61 | 6799.331 | 6542.605 |  | 14131.5706 | 0.34265 | 0.29145 | 12288.9697 | 0.29797 | 0.25345 |  | 7363.8459
8 | 29 | 15 | 827 | 99 | 40 | 5.7 | 696.766 | 52.995 | 5361.937 | 5160.851 |  | 11413.4698 | 0.33703 | 0.29219 | 9792.228 | 0.28916 | 0.25068 |  | 5923.4558
8 | 29 | 16 | 757 | 86 | 39.4 | 3.1 | 471.91 | 50.654 | 3566.082 | 3424.618 |  | 7601.5777 | 0.32066 | 0.26936 | 6422.7378 | 0.27093 | 0.22759 |  | 4165.0135
8 | 29 | 17 | 620 | 44 | 39.4 | 3.1 | 205.624 | 44.254 | 1395.082 | 1311.018 |  | 2478.4912 | 0.20451 | 0.17177 | 2141.8678 | 0.17673 | 0.14844 |  | 1935.1752
8 | 29 | 18 | 239 | 11 | 37.8 | 3.1 | 12.004 | 37.595 | 78.071 | 21 |  | 0 | 0 | 0 | 0 | 0 | 0 |  | 161.1466
8 | 29 | 19 | 0 | 0 | 36.7 | 1.5 | 0 | 36.7 | 0 | 0 |  | 0 | 0 |  | 0 | 0 |  |  | 0
8 | 29 | 20 | 0 | 0 | 35.6 | 1.5 | 0 | 35.6 | 0 | 0 |  | 0 | 0 |  | 0 | 0 |  |  | 0
8 | 29 | 21 | 0 | 0 | 34.4 | 1.5 | 0 | 34.4 | 0 | 0 |  | 0 | 0 |  | 0 | 0 |  |  | 0
8 | 29 | 22 | 0 | 0 | 32.8 | 1.5 | 0 | 32.8 | 0 | 0 |  | 0 | 0 |  | 0 | 0 |  |  | 0
8 | 29 | 23 | 0 | 0 | 31.7 | 1 | 0 | 31.7 | 0 | 0 |  | 0 | 0 |  | 0 | 0 |  |  | 0
8 | 30 | 0 | 0 | 0 | 31.7 | 1.5 | 0 | 31.7 | 0 | 0 |  | 0 | 0 |  | 0 | 0 |  |  | 0
8 | 30 | 1 | 0 | 0 | 28.9 | 1.5 | 0 | 28.9 | 0 | 0 |  | 0 | 0 |  | 0 | 0 |  |  | 0
8 | 30 | 2 | 0 | 0 | 28.3 | 1.5 | 0 | 28.3 | 0 | 0 |  | 0 | 0 |  | 0 | 0 |  |  | 0
8 | 30 | 3 | 0 | 0 | 27.2 | 2.1 | 0 | 27.2 | 0 | 0 |  | 0 | 0 |  | 0 | 0 |  |  | 0
8 | 30 | 4 | 0 | 0 | 26.7 | 1.5 | 0 | 26.7 | 0 | 0 |  | 0 | 0 |  | 0 | 0 |  |  | 0
8 | 30 | 5 | 0 | 0 | 26.1 | 2.1 | 0 | 26.1 | 0 | 0 |  | 0 | 0 |  | 0 | 0 |  |  | 0
8 | 30 | 6 | 244 | 22 | 26.7 | 1.5 | 23.268 | 25.663 | 163.322 | 104.682 |  | 0 | 0 | 0 | 0 | 0 | 0 |  | 0
8 | 30 | 7 | 612 | 46 | 27.8 | 1 | 213.708 | 32.787 | 1533.808 | 1446.557 |  | 0 | 0 | 0 | 0 | 0 | 0 |  | 542.7542
8 | 30 | 8 | 740 | 82 | 31.1 | 2.1 | 468.292 | 42.361 | 3660.282 | 3515.964 |  | 3547.008 | 0.23728 | 0.18423 | 3054.8394 | 0.20436 | 0.15866 |  | 2574.6929
8 | 30 | 9 | 819 | 106 | 32.8 | 2.1 | 706.779 | 50.612 | 5493.146 | 5287.273 |  | 8411.4507 | 0.32207 | 0.2655 | 7102.508 | 0.27195 | 0.22418 |  | 4671.6747
8 | 30 | 10 | 863 | 129 | 34.4 | 2.6 | 894.219 | 55.959 | 6847.203 | 6588.503 |  | 12058.6975 | 0.33749 | 0.28371 | 10366.5115 | 0.29013 | 0.2439 |  | 6416.1906
8 | 30 | 11 | 882 | 139 | 36.1 | 3.1 | 1007.541 | 59.343 | 7621.771 | 7330.041 |  | 14535.9987 | 0.34267 | 0.29237 | 12645.3652 | 0.2981 | 0.25434 |  | 7555.2318
8 | 30 | 12 | 898 | 144 | 36.7 | 2.6 | 1056.892 | 62.469 | 7896.975 | 7593.017 |  | 15849.95 | 0.34266 | 0.29452 | 13809.8066 | 0.29855 | 0.25661 |  | 8192.3387
8 | 30 | 13 | 895 | 141 | 37.8 | 3.6 | 1018.944 | 60.506 | 7672.163 | 7378.213 |  | 15767.2669 | 0.34267 | 0.29518 | 13735.4763 | 0.29851 | 0.25714 |  | 8134.4112
8 | 30 | 14 | 885 | 128 | 38.9 | 4.6 | 906.237 | 57.664 | 6891.752 | 6631.208 |  | 14497.6731 | 0.34265 | 0.29569 | 12607.5694 | 0.29798 | 0.25714 |  | 7463.9905
8 | 30 | 15 | 840 | 100 | 39.4 | 3.1 | 706.993 | 56.197 | 5372.925 | 5171.441 |  | 11591.7803 | 0.33703 | 0.29239 | 9945.0678 | 0.28915 | 0.25086 |  | 6012.4001
8 | 30 | 16 | 696 | 105 | 39.4 | 4.1 | 460.344 | 49.42 | 3502.022 | 3362.482 |  | 6981.7892 | 0.32059 | 0.25583 | 5899.1036 | 0.27087 | 0.21616 |  | 3994.8584
8 | 30 | 17 | 594 | 51 | 38.9 | 2.6 | 205.559 | 44.028 | 1405.845 | 1321.536 |  | 2340.0684 | 0.20202 | 0.16409 | 2022.1374 | 0.17457 | 0.14179 |  | 1901.1794
8 | 30 | 18 | 202 | 12 | 38.3 | 2.1 | 12.796 | 38.178 | 85.486 | 28.279 |  | 0 | 0 | 0 | 0 | 0 | 0 |  | 143.4747
8 | 30 | 19 | 0 | 0 | 34.4 | 1.5 | 0 | 34.4 | 0 | 0 |  | 0 | 0 |  | 0 | 0 |  |  | 0
8 | 30 | 20 | 0 | 0 | 33.9 | 0 | 0 | 33.9 | 0 | 0 |  | 0 | 0 |  | 0 | 0 |  |  | 0
8 | 30 | 21 | 0 | 0 | 33.3 | 0 | 0 | 33.3 | 0 | 0 |  | 0 | 0 |  | 0 | 0 |  |  | 0
8 | 30 | 22 | 0 | 0 | 32.2 | 0 | 0 | 32.2 | 0 | 0 |  | 0 | 0 |  | 0 | 0 |  |  | 0
8 | 30 | 23 | 0 | 0 | 30.6 | 0 | 0 | 30.6 | 0 | 0 |  | 0 | 0 |  | 0 | 0 |  |  | 0
8 | 31 | 0 | 0 | 0 | 30 | 0 | 0 | 30 | 0 | 0 |  | 0 | 0 |  | 0 | 0 |  |  | 0
8 | 31 | 1 | 0 | 0 | 30 | 1.5 | 0 | 30 | 0 | 0 |  | 0 | 0 |  | 0 | 0 |  |  | 0
8 | 31 | 2 | 0 | 0 | 26.7 | 1.5 | 0 | 26.7 | 0 | 0 |  | 0 | 0 |  | 0 | 0 |  |  | 0
8 | 31 | 3 | 0 | 0 | 26.1 | 0 | 0 | 26.1 | 0 | 0 |  | 0 | 0 |  | 0 | 0 |  |  | 0
8 | 31 | 4 | 0 | 0 | 25.6 | 3.6 | 0 | 25.6 | 0 | 0 |  | 0 | 0 |  | 0 | 0 |  |  | 0
8 | 31 | 5 | 0 | 0 | 25.6 | 1.5 | 0 | 25.6 | 0 | 0 |  | 0 | 0 |  | 0 | 0 |  |  | 0
8 | 31 | 6 | 292 | 16 | 25.6 | 2.1 | 20.966 | 24.573 | 131.613 | 73.56 |  | 0 | 0 | 0 | 0 | 0 | 0 |  | 0
8 | 31 | 7 | 677 | 38 | 27.8 | 1.5 | 224.724 | 32.644 | 1600.89 | 1512.074 |  | 0 | 0 | 0 | 0 | 0 | 0 |  | 561.5137
8 | 31 | 8 | 819 | 60 | 29.4 | 2.1 | 485.832 | 41.127 | 3807.385 | 3658.549 |  | 4004.7894 | 0.24106 | 0.20264 | 3445.5953 | 0.2074 | 0.17434 |  | 2678.895
8 | 31 | 9 | 875 | 78 | 32.2 | 2.1 | 715.21 | 50.272 | 5564.147 | 5355.661 |  | 9016.272 | 0.32227 | 0.28112 | 7611.9957 | 0.27207 | 0.23734 |  | 4774.4097
8 | 31 | 10 | 939 | 98 | 34.4 | 2.6 | 930.488 | 56.79 | 7101.404 | 6832.089 |  | 13149.4801 | 0.33756 | 0.29818 | 11308.5051 | 0.2903 | 0.25643 |  | 6712.0934
8 | 31 | 11 | 970 | 110 | 35.6 | 4.1 | 1065.086 | 58.13 | 8095.938 | 7782.979 |  | 16010.2923 | 0.34267 | 0.30497 | 13929.3929 | 0.29813 | 0.26533 |  | 8033.8438
8 | 31 | 12 | 983 | 114 | 36.7 | 2.6 | 1113.125 | 63.823 | 8271.803 | 7950.776 |  | 17369.095 | 0.34265 | 0.30647 | 15134.7294 | 0.29857 | 0.26704 |  | 8685.0662
8 | 31 | 13 | 957 | 123 | 37.2 | 2.1 | 1061.669 | 64.841 | 7855.336 | 7553.246 |  | 16872.0008 | 0.34266 | 0.30294 | 14698.8368 | 0.29853 | 0.26392 |  | 8518.1332
8 | 31 | 14 | 938 | 118 | 37.8 | 3.1 | 942.399 | 59.959 | 7101.585 | 6832.263 |  | 15371.3796 | 0.34265 | 0.30107 | 13367.5945 | 0.29798 | 0.26183 |  | 7795.5459
8 | 31 | 15 | 897 | 88 | 37.8 | 3.1 | 730.833 | 55.199 | 5574.289 | 5365.427 |  | 12376.4131 | 0.33702 | 0.29936 | 10617.9852 | 0.28914 | 0.25683 |  | 6294.6988
8 | 31 | 16 | 827 | 64 | 37.8 | 3.1 | 481.989 | 49.337 | 3650.643 | 3506.618 |  | 8286.5492 | 0.32051 | 0.28365 | 7001.5627 | 0.27081 | 0.23966 |  | 4347.7716
8 | 31 | 17 | 692 | 36 | 37.2 | 2.6 | 215.197 | 42.566 | 1450.138 | 1364.817 |  | 2684.2817 | 0.19941 | 0.17486 | 2319.3642 | 0.1723 | 0.15109 |  | 2070.506
8 | 31 | 18 | 292 | 4 | 35.6 | 3.1 | 8.514 | 35.248 | 39.098 | 0 |  | 0 | 0 | 0 | 0 | 0 | 0 |  | 159.3591
8 | 31 | 19 | 0 | 0 | 32.2 | 1.5 | 0 | 32.2 | 0 | 0 |  | 0 | 0 |  | 0 | 0 |  |  | 0
8 | 31 | 20 | 0 | 0 | 30 | 0 | 0 | 30 | 0 | 0 |  | 0 | 0 |  | 0 | 0 |  |  | 0
8 | 31 | 21 | 0 | 0 | 30.5 | 0.4 | 0 | 30.5 | 0 | 0 |  | 0 | 0 |  | 0 | 0 |  |  | 0
8 | 31 | 22 | 0 | 0 | 30.9 | 0.9 | 0 | 30.9 | 0 | 0 |  | 0 | 0 |  | 0 | 0 |  |  | 0
8 | 31 | 23 | 0 | 0 | 31.4 | 1.3 | 0 | 31.4 | 0 | 0 |  | 0 | 0 |  | 0 | 0 |  |  | 0
9 | 1 | 0 | 0 | 0 | 31.9 | 1.8 | 0 | 31.9 | 0 | 0 |  | 0 | 0 |  | 0 | 0 |  |  | 0
9 | 1 | 1 | 0 | 0 | 32.4 | 2.2 | 0 | 32.4 | 0 | 0 |  | 0 | 0 |  | 0 | 0 |  |  | 0
9 | 1 | 2 | 0 | 0 | 32.8 | 2.7 | 0 | 32.8 | 0 | 0 |  | 0 | 0 |  | 0 | 0 |  |  | 0
9 | 1 | 3 | 0 | 0 | 33.3 | 3.1 | 0 | 33.3 | 0 | 0 |  | 0 | 0 |  | 0 | 0 |  |  | 0
9 | 1 | 4 | 0 | 0 | 32.2 | 2.6 | 0 | 32.2 | 0 | 0 |  | 0 | 0 |  | 0 | 0 |  |  | 0
9 | 1 | 5 | 0 | 0 | 31.7 | 3.1 | 0 | 31.7 | 0 | 0 |  | 0 | 0 |  | 0 | 0 |  |  | 0
9 | 1 | 6 | 45 | 37 | 31.1 | 2.6 | 32.527 | 30.615 | 266.612 | 206.039 |  | 0 | 0 | 0 | 0 | 0 | 0 |  | 0
9 | 1 | 7 | 332 | 113 | 32.2 | 3.1 | 197.209 | 35.665 | 1497.008 | 1410.609 |  | 0 | 0 | 0 | 0 | 0 | 0 |  | 629.9197
9 | 1 | 8 | 581 | 147 | 34.4 | 5.7 | 449.737 | 41.93 | 3543.331 | 3402.552 |  | 2896.3877 | 0.24473 | 0.14813 | 2489.1373 | 0.21032 | 0.12731 |  | 2533.7653
9 | 1 | 9 | 648 | 192 | 35.6 | 4.1 | 675.089 | 49.492 | 5276.554 | 5078.552 |  | 6699.0575 | 0.32245 | 0.21711 | 5654.7176 | 0.27219 | 0.18327 |  | 4420.5218
9 | 1 | 10 | 710 | 177 | 37.2 | 5.2 | 823.886 | 52.875 | 6386.188 | 6146.176 |  | 9964.1909 | 0.33763 | 0.25678 | 8572.4156 | 0.29047 | 0.22091 |  | 5768.893
9 | 1 | 11 | 777 | 199 | 37.8 | 4.1 | 986.121 | 58.548 | 7483.544 | 7197.858 |  | 12843.585 | 0.34267 | 0.26797 | 11175.505 | 0.29816 | 0.23317 |  | 7184.5396
9 | 1 | 12 | 833 | 187 | 39.4 | 3.6 | 1048.795 | 62.543 | 7834.196 | 7533.051 |  | 14734.0537 | 0.34264 | 0.27896 | 12839.5852 | 0.29859 | 0.24309 |  | 7970.9643
9 | 1 | 13 | 787 | 176 | 40.6 | 2.6 | 961.792 | 64.256 | 7133.438 | 6862.77 |  | 13884.56 | 0.34266 | 0.27903 | 12096.9315 | 0.29855 | 0.24311 |  | 7509.5472
9 | 1 | 14 | 806 | 174 | 41.1 | 2.1 | 892.449 | 64.366 | 6607.973 | 6359.061 |  | 13212.3303 | 0.34265 | 0.27702 | 11490.1685 | 0.29799 | 0.24091 |  | 7185.1827
9 | 1 | 15 | 751 | 150 | 41.1 | 2.1 | 697.463 | 59.678 | 5231.853 | 5035.456 |  | 10359.6846 | 0.33701 | 0.26828 | 8887.4978 | 0.28912 | 0.23016 |  | 5776.4041
9 | 1 | 16 | 647 | 119 | 41.1 | 3.1 | 449.701 | 51.887 | 3393.856 | 3257.533 |  | 6475.0682 | 0.32043 | 0.24476 | 5470.9964 | 0.27074 | 0.2068 |  | 3846.1204
9 | 1 | 17 | 459 | 79 | 40.6 | 4.6 | 196.937 | 44.604 | 1388.554 | 1304.638 |  | 1751.6307 | 0.19668 | 0.13419 | 1513.2901 | 0.16992 | 0.11593 |  | 1694.1303
9 | 1 | 18 | 95 | 33 | 38.9 | 5.2 | 28.898 | 39.011 | 225.926 | 166.119 |  | 0 | 0 | 0 | 0 | 0 | 0 |  | 157.3593
9 | 1 | 19 | 0 | 0 | 37.2 | 2.1 | 0 | 37.2 | 0 | 0 |  | 0 | 0 |  | 0 | 0 |  |  | 0
9 | 1 | 20 | 0 | 0 | 36.1 | 2.6 | 0 | 36.1 | 0 | 0 |  | 0 | 0 |  | 0 | 0 |  |  | 0
9 | 1 | 21 | 0 | 0 | 35 | 2.6 | 0 | 35 | 0 | 0 |  | 0 | 0 |  | 0 | 0 |  |  | 0
9 | 1 | 22 | 0 | 0 | 34.4 | 2.1 | 0 | 34.4 | 0 | 0 |  | 0 | 0 |  | 0 | 0 |  |  | 0
9 | 1 | 23 | 0 | 0 | 33.3 | 2.1 | 0 | 33.3 | 0 | 0 |  | 0 | 0 |  | 0 | 0 |  |  | 0
9 | 2 | 0 | 0 | 0 | 32.2 | 2.1 | 0 | 32.2 | 0 | 0 |  | 0 | 0 |  | 0 | 0 |  |  | 0
9 | 2 | 1 | 0 | 0 | 31.7 | 2.1 | 0 | 31.7 | 0 | 0 |  | 0 | 0 |  | 0 | 0 |  |  | 0
9 | 2 | 2 | 0 | 0 | 31.1 | 2.1 | 0 | 31.1 | 0 | 0 |  | 0 | 0 |  | 0 | 0 |  |  | 0
9 | 2 | 3 | 0 | 0 | 30.6 | 1.5 | 0 | 30.6 | 0 | 0 |  | 0 | 0 |  | 0 | 0 |  |  | 0
9 | 2 | 4 | 0 | 0 | 29.4 | 2.6 | 0 | 29.4 | 0 | 0 |  | 0 | 0 |  | 0 | 0 |  |  | 0
9 | 2 | 5 | 0 | 0 | 29.4 | 2.1 | 0 | 29.4 | 0 | 0 |  | 0 | 0 |  | 0 | 0 |  |  | 0
9 | 2 | 6 | 110 | 32 | 30.6 | 2.6 | 30.279 | 30.096 | 235.188 | 175.207 |  | 0 | 0 | 0 | 0 | 0 | 0 |  | 0
9 | 2 | 7 | 433 | 87 | 32.2 | 3.6 | 204.272 | 35.661 | 1514.92 | 1428.107 |  | 0 | 0 | 0 | 0 | 0 | 0 |  | 604.4309
9 | 2 | 8 | 665 | 119 | 35 | 6.2 | 470.721 | 42.557 | 3691.554 | 3546.282 |  | 3377.6042 | 0.2483 | 0.17015 | 2899.0954 | 0.21313 | 0.14605 |  | 2616.5998
9 | 2 | 9 | 753 | 153 | 36.7 | 7.2 | 713.324 | 47.734 | 5610.001 | 5399.816 |  | 7809.8021 | 0.32264 | 0.24225 | 6591.113 | 0.27229 | 0.20445 |  | 4690.9768
9 | 2 | 10 | 822 | 173 | 37.2 | 5.7 | 914.371 | 53.736 | 7063.683 | 6795.957 |  | 11560.6668 | 0.3377 | 0.26689 | 9949.6612 | 0.29064 | 0.2297 |  | 6477.4223
9 | 2 | 11 | 811 | 246 | 38.3 | 5.7 | 1068.719 | 57.829 | 8133.604 | 7818.927 |  | 13424.86 | 0.34267 | 0.25771 | 11682.6023 | 0.2982 | 0.22427 |  | 7763.553
9 | 2 | 12 | 809 | 257 | 38.9 | 3.1 | 1105.429 | 64.465 | 8193.339 | 7875.925 |  | 14323.8579 | 0.34263 | 0.25903 | 12482.7996 | 0.29859 | 0.22574 |  | 8251.7904
9 | 2 | 13 | 809 | 258 | 39.4 | 3.1 | 1074.052 | 64.367 | 7962.613 | 7655.702 |  | 14282.0267 | 0.34266 | 0.25862 | 12443.9149 | 0.29856 | 0.22533 |  | 8238.7967
9 | 2 | 14 | 797 | 211 | 40.6 | 4.1 | 927.733 | 60.584 | 6975.183 | 6711.167 |  | 13068.2155 | 0.34265 | 0.26553 | 11364.9872 | 0.29799 | 0.23092 |  | 7366.5447
9 | 2 | 15 | 715 | 169 | 39.4 | 3.1 | 691.269 | 55.903 | 5264.789 | 5067.21 |  | 9860.2875 | 0.337 | 0.25859 | 8458.7106 | 0.2891 | 0.22183 |  | 5672.3623
9 | 2 | 16 | 618 | 125 | 39.4 | 2.6 | 440.985 | 50.588 | 3347.213 | 3212.264 |  | 6176.773 | 0.32034 | 0.239 | 5218.9492 | 0.27067 | 0.20194 |  | 3743.9043
9 | 2 | 17 | 376 | 96 | 39.4 | 2.6 | 189.095 | 44.105 | 1362.061 | 1278.746 |  | 1410.4207 | 0.19385 | 0.11452 | 1218.2749 | 0.16744 | 0.098918 |  | 1568.3116
9 | 2 | 18 | 41 | 39 | 37.8 | 3.1 | 33.015 | 38.04 | 266.05 | 205.488 |  | 0 | 0 | 0 | 0 | 0 | 0 |  | 149.6665
9 | 2 | 19 | 0 | 0 | 37.8 | 2.1 | 0 | 37.8 | 0 | 0 |  | 0 | 0 |  | 0 | 0 |  |  | 0
9 | 2 | 20 | 0 | 0 | 36.7 | 2.1 | 0 | 36.7 | 0 | 0 |  | 0 | 0 |  | 0 | 0 |  |  | 0
9 | 2 | 21 | 0 | 0 | 35 | 2.6 | 0 | 35 | 0 | 0 |  | 0 | 0 |  | 0 | 0 |  |  | 0
9 | 2 | 22 | 0 | 0 | 33.9 | 2.6 | 0 | 33.9 | 0 | 0 |  | 0 | 0 |  | 0 | 0 |  |  | 0
9 | 2 | 23 | 0 | 0 | 33.9 | 2.1 | 0 | 33.9 | 0 | 0 |  | 0 | 0 |  | 0 | 0 |  |  | 0
9 | 3 | 0 | 0 | 0 | 33.3 | 1.5 | 0 | 33.3 | 0 | 0 |  | 0 | 0 |  | 0 | 0 |  |  | 0
9 | 3 | 1 | 0 | 0 | 32.8 | 2.1 | 0 | 32.8 | 0 | 0 |  | 0 | 0 |  | 0 | 0 |  |  | 0
9 | 3 | 2 | 0 | 0 | 31.1 | 2.1 | 0 | 31.1 | 0 | 0 |  | 0 | 0 |  | 0 | 0 |  |  | 0
9 | 3 | 3 | 0 | 0 | 29.4 | 2.1 | 0 | 29.4 | 0 | 0 |  | 0 | 0 |  | 0 | 0 |  |  | 0
9 | 3 | 4 | 0 | 0 | 29.4 | 2.6 | 0 | 29.4 | 0 | 0 |  | 0 | 0 |  | 0 | 0 |  |  | 0
9 | 3 | 5 | 0 | 0 | 28.3 | 2.1 | 0 | 28.3 | 0 | 0 |  | 0 | 0 |  | 0 | 0 |  |  | 0
9 | 3 | 6 | 42 | 52 | 28.3 | 2.6 | 43.93 | 28.064 | 365.137 | 302.686 |  | 0 | 0 | 0 | 0 | 0 | 0 |  | 0
9 | 3 | 7 | 70 | 113 | 30 | 2.1 | 122.093 | 31.894 | 995.894 | 920.636 |  | 0 | 0 | 0 | 0 | 0 | 0 |  | 471.2876
9 | 3 | 8 | 152 | 156 | 31.1 | 2.1 | 228.334 | 36.016 | 1862.898 | 1767.824 |  | 786.0709 | 0.25177 | 0.069489 | 673.8075 | 0.21581 | 0.059565 |  | 1372.2414
9 | 3 | 9 | 455 | 323 | 33.3 | 0.5 | 655.629 | 54.321 | 5038.535 | 4848.998 |  | 4734.218 | 0.32282 | 0.14971 | 3994.7093 | 0.27239 | 0.12632 |  | 4345.2749
9 | 3 | 10 | 692 | 227 | 34.4 | 3.1 | 861.739 | 54.071 | 6649.459 | 6398.863 |  | 9752.8285 | 0.33777 | 0.23909 | 8396.908 | 0.29081 | 0.20585 |  | 6003.1694
9 | 3 | 11 | 415 | 353 | 34.4 | 1.5 | 788.522 | 57.073 | 6019.397 | 5793.736 |  | 6879.3292 | 0.34267 | 0.17818 | 5987.2207 | 0.29823 | 0.15508 |  | 5493.9049
9 | 3 | 12 | 717 | 297 | 34.4 | 3.6 | 1053.053 | 57.387 | 8029.508 | 7719.57 |  | 12707.0516 | 0.34262 | 0.24121 | 11074.1542 | 0.29859 | 0.21021 |  | 7781.7271
9 | 3 | 13 | 283 | 384 | 34.4 | 1.5 | 677.083 | 54.844 | 5214.132 | 5018.369 |  | 4999.1094 | 0.34266 | 0.14386 | 4355.9323 | 0.29857 | 0.12535 |  | 4846.0941
9 | 3 | 14 | 147 | 410 | 36.1 | 2.1 | 538.941 | 50.387 | 4221.207 | 4059.266 |  | 2410.8376 | 0.34265 | 0.084411 | 2096.6471 | 0.298 | 0.07341 |  | 3836.6943
9 | 3 | 15 | 11 | 387 | 36.1 | 1.5 | 370.158 | 46.9 | 2938.765 | 2815.538 |  | 151.6442 | 0.33699 | 0.007302 | 130.0823 | 0.28907 | 0.0062637 |  | 2641.8663
9 | 3 | 16 | 9 | 198 | 35.6 | 2.1 | 184.674 | 40.249 | 1501.827 | 1415.316 |  | 89.8277 | 0.32025 | 0.0084144 | 75.8978 | 0.27058 | 0.0071095 |  | 1329.2051
9 | 3 | 17 | 9 | 155 | 35.6 | 2.1 | 141.278 | 38.601 | 1153.341 | 1074.675 |  | 33.1553 | 0.1909 | 0.0039892 | 28.6314 | 0.16485 | 0.0034449 |  | 936.2696
9 | 3 | 18 | 76 | 44 | 35 | 2.1 | 37.296 | 35.171 | 299.363 | 238.17 |  | 0 | 0 | 0 | 0 | 0 | 0 |  | 181.375
9 | 3 | 19 | 0 | 0 | 31.7 | 5.2 | 0 | 31.7 | 0 | 0 |  | 0 | 0 |  | 0 | 0 |  |  | 0
9 | 3 | 20 | 0 | 0 | 30 | 2.6 | 0 | 30 | 0 | 0 |  | 0 | 0 |  | 0 | 0 |  |  | 0
9 | 3 | 21 | 0 | 0 | 28.9 | 3.1 | 0 | 28.9 | 0 | 0 |  | 0 | 0 |  | 0 | 0 |  |  | 0
9 | 3 | 22 | 0 | 0 | 27.8 | 3.1 | 0 | 27.8 | 0 | 0 |  | 0 | 0 |  | 0 | 0 |  |  | 0
9 | 3 | 23 | 0 | 0 | 27.8 | 3.1 | 0 | 27.8 | 0 | 0 |  | 0 | 0 |  | 0 | 0 |  |  | 0
9 | 4 | 0 | 0 | 0 | 27.8 | 4.1 | 0 | 27.8 | 0 | 0 |  | 0 | 0 |  | 0 | 0 |  |  | 0
9 | 4 | 1 | 0 | 0 | 27.2 | 2.6 | 0 | 27.2 | 0 | 0 |  | 0 | 0 |  | 0 | 0 |  |  | 0
9 | 4 | 2 | 0 | 0 | 27.2 | 2.1 | 0 | 27.2 | 0 | 0 |  | 0 | 0 |  | 0 | 0 |  |  | 0
9 | 4 | 3 | 0 | 0 | 26.7 | 3.1 | 0 | 26.7 | 0 | 0 |  | 0 | 0 |  | 0 | 0 |  |  | 0
9 | 4 | 4 | 0 | 0 | 26.7 | 3.1 | 0 | 26.7 | 0 | 0 |  | 0 | 0 |  | 0 | 0 |  |  | 0
9 | 4 | 5 | 0 | 0 | 25.6 | 2.6 | 0 | 25.6 | 0 | 0 |  | 0 | 0 |  | 0 | 0 |  |  | 0
9 | 4 | 6 | 11 | 31 | 26.1 | 2.6 | 27.544 | 25.395 | 234.097 | 174.137 |  | 0 | 0 | 0 | 0 | 0 | 0 |  | 0
9 | 4 | 7 | 29 | 120 | 27.2 | 3.6 | 117.581 | 28.603 | 986.43 | 911.375 |  | 0 | 0 | 0 | 0 | 0 | 0 |  | 474.129
9 | 4 | 8 | 103 | 251 | 27.8 | 3.1 | 290.329 | 33.522 | 2405.356 | 2296.58 |  | 542.0182 | 0.25512 | 0.035421 | 463.9508 | 0.21838 | 0.03032 |  | 1803.5922
9 | 4 | 9 | 268 | 344 | 28.9 | 2.6 | 533.886 | 41.232 | 4317.571 | 4152.495 |  | 2797.3562 | 0.32299 | 0.10469 | 2359.9373 | 0.27248 | 0.088318 |  | 3566.9133
9 | 4 | 10 | 331 | 325 | 31.1 | 2.6 | 628.729 | 46.249 | 5001.343 | 4813.111 |  | 4674.6741 | 0.33784 | 0.15129 | 4026.2637 | 0.29098 | 0.1303 |  | 4315.3738
9 | 4 | 11 | 269 | 368 | 31.1 | 3.1 | 649.859 | 46.128 | 5175.085 | 4980.715 |  | 4465.2345 | 0.34267 | 0.13803 | 3886.6255 | 0.29826 | 0.12014 |  | 4493.4846
9 | 4 | 12 | 504 | 368 | 32.8 | 3.1 | 909.93 | 53.531 | 7043.857 | 6776.965 |  | 8940.2573 | 0.3426 | 0.19685 | 7791.4765 | 0.29857 | 0.17156 |  | 6537.8115
9 | 4 | 13 | 622 | 353 | 33.3 | 3.1 | 986.958 | 56.215 | 7559.324 | 7270.333 |  | 10993.6584 | 0.34265 | 0.21719 | 9579.6388 | 0.29858 | 0.18926 |  | 7373.6102
9 | 4 | 14 | 637 | 252 | 33.9 | 3.1 | 829.921 | 53.59 | 6415.206 | 6174.039 |  | 10448.6843 | 0.34265 | 0.23897 | 9087.0456 | 0.298 | 0.20783 |  | 6446.1018
9 | 4 | 15 | 674 | 166 | 33.3 | 2.1 | 659.503 | 50.938 | 5120.948 | 4928.502 |  | 9287.8515 | 0.33697 | 0.25602 | 7966.7501 | 0.28904 | 0.2196 |  | 5388.5395
9 | 4 | 16 | 432 | 173 | 33.3 | 2.1 | 391.437 | 43.926 | 3067.077 | 2940.228 |  | 4305.3391 | 0.32014 | 0.19109 | 3637.6557 | 0.2705 | 0.16145 |  | 3168.0159
9 | 4 | 17 | 320 | 88 | 32.8 | 2.6 | 167.198 | 36.679 | 1242.488 | 1161.855 |  | 1156.7151 | 0.18786 | 0.10733 | 998.5831 | 0.16217 | 0.092655 |  | 1364.7562
9 | 4 | 18 | 18 | 31 | 31.1 | 4.1 | 27.053 | 30.892 | 225.282 | 165.488 |  | 0 | 0 | 0 | 0 | 0 | 0 |  | 110.0091
9 | 4 | 19 | 0 | 0 | 30.6 | 2.1 | 0 | 30.6 | 0 | 0 |  | 0 | 0 |  | 0 | 0 |  |  | 0
9 | 4 | 20 | 0 | 0 | 29.4 | 2.1 | 0 | 29.4 | 0 | 0 |  | 0 | 0 |  | 0 | 0 |  |  | 0
9 | 4 | 21 | 0 | 0 | 28.9 | 2.6 | 0 | 28.9 | 0 | 0 |  | 0 | 0 |  | 0 | 0 |  |  | 0
9 | 4 | 22 | 0 | 0 | 27.8 | 2.1 | 0 | 27.8 | 0 | 0 |  | 0 | 0 |  | 0 | 0 |  |  | 0
9 | 4 | 23 | 0 | 0 | 27.2 | 2.1 | 0 | 27.2 | 0 | 0 |  | 0 | 0 |  | 0 | 0 |  |  | 0
9 | 5 | 0 | 0 | 0 | 27.2 | 2.1 | 0 | 27.2 | 0 | 0 |  | 0 | 0 |  | 0 | 0 |  |  | 0
9 | 5 | 1 | 0 | 0 | 26.1 | 2.1 | 0 | 26.1 | 0 | 0 |  | 0 | 0 |  | 0 | 0 |  |  | 0
9 | 5 | 2 | 0 | 0 | 25.6 | 1.5 | 0 | 25.6 | 0 | 0 |  | 0 | 0 |  | 0 | 0 |  |  | 0
9 | 5 | 3 | 0 | 0 | 26.1 | 2.1 | 0 | 26.1 | 0 | 0 |  | 0 | 0 |  | 0 | 0 |  |  | 0
9 | 5 | 4 | 0 | 0 | 25.6 | 2.6 | 0 | 25.6 | 0 | 0 |  | 0 | 0 |  | 0 | 0 |  |  | 0
9 | 5 | 5 | 0 | 0 | 25.6 | 2.1 | 0 | 25.6 | 0 | 0 |  | 0 | 0 |  | 0 | 0 |  |  | 0
9 | 5 | 6 | 85 | 36 | 25.6 | 1.5 | 34.129 | 24.896 | 273.249 | 212.551 |  | 0 | 0 | 0 | 0 | 0 | 0 |  | 0
9 | 5 | 7 | 261 | 126 | 26.7 | 1.5 | 193.088 | 30.667 | 1520.76 | 1433.811 |  | 0 | 0 | 0 | 0 | 0 | 0 |  | 658.0472
9 | 5 | 8 | 807 | 69 | 28.9 | 2.1 | 495.582 | 40.779 | 3897.916 | 3746.263 |  | 4318.5667 | 0.25837 | 0.21235 | 3691.0483 | 0.22082 | 0.18149 |  | 2762.3991
9 | 5 | 9 | 858 | 81 | 30 | 2.6 | 712.834 | 47.016 | 5617.737 | 5407.265 |  | 8983.7905 | 0.32316 | 0.28028 | 7577.5093 | 0.27257 | 0.23641 |  | 4773.9562
9 | 5 | 10 | 892 | 79 | 31.7 | 1 | 875.463 | 58.403 | 6639.675 | 6389.477 |  | 12623.2699 | 0.3379 | 0.30414 | 10876.3462 | 0.29114 | 0.26205 |  | 6339.9435
9 | 5 | 11 | 920 | 94 | 32.8 | 2.6 | 1005.281 | 57.274 | 7667.49 | 7373.747 |  | 15291.7868 | 0.34267 | 0.30855 | 13311.7543 | 0.2983 | 0.26859 |  | 7600.1347
9 | 5 | 12 | 947 | 96 | 34.4 | 3.1 | 1062.554 | 59.085 | 8047.646 | 7736.885 |  | 16812.9247 | 0.34258 | 0.31067 | 14652.3742 | 0.29855 | 0.27075 |  | 8312.9342
9 | 5 | 13 | 956 | 94 | 35 | 2.6 | 1033.314 | 60.437 | 7782.559 | 7483.717 |  | 16905.8114 | 0.34265 | 0.31149 | 14731.8897 | 0.29859 | 0.27144 |  | 8340.2793
9 | 5 | 14 | 930 | 87 | 35 | 2.6 | 904.046 | 57.509 | 6878.754 | 6618.748 |  | 15256.5202 | 0.34265 | 0.31077 | 13268.4204 | 0.298 | 0.27028 |  | 7536.2321
9 | 5 | 15 | 891 | 76 | 36.1 | 2.1 | 712.968 | 55.156 | 5437.54 | 5233.704 |  | 12272.3564 | 0.33695 | 0.30368 | 10526.0088 | 0.289 | 0.26047 |  | 6167.6688
9 | 5 | 16 | 824 | 60 | 35.6 | 3.1 | 473.861 | 46.907 | 3618.255 | 3475.214 |  | 8199.1437 | 0.32004 | 0.28499 | 6927.4819 | 0.2704 | 0.24079 |  | 4283.2147
9 | 5 | 17 | 616 | 45 | 35 | 2.6 | 202.016 | 39.98 | 1385.712 | 1301.861 |  | 2182.9121 | 0.18471 | 0.15394 | 1883.8001 | 0.1594 | 0.13284 |  | 1889.0467
9 | 5 | 18 | 252 | 21 | 33.9 | 2.1 | 23.41 | 33.849 | 157.009 | 98.487 |  | 0 | 0 | 0 | 0 | 0 | 0 |  | 182.7904
9 | 5 | 19 | 0 | 0 | 33.3 | 1.5 | 0 | 33.3 | 0 | 0 |  | 0 | 0 |  | 0 | 0 |  |  | 0
9 | 5 | 20 | 0 | 0 | 32.2 | 1.5 | 0 | 32.2 | 0 | 0 |  | 0 | 0 |  | 0 | 0 |  |  | 0
9 | 5 | 21 | 0 | 0 | 31.7 | 1.5 | 0 | 31.7 | 0 | 0 |  | 0 | 0 |  | 0 | 0 |  |  | 0
9 | 5 | 22 | 0 | 0 | 30.6 | 1.5 | 0 | 30.6 | 0 | 0 |  | 0 | 0 |  | 0 | 0 |  |  | 0
9 | 5 | 23 | 0 | 0 | 29.4 | 0 | 0 | 29.4 | 0 | 0 |  | 0 | 0 |  | 0 | 0 |  |  | 0
9 | 6 | 0 | 0 | 0 | 28.9 | 1.5 | 0 | 28.9 | 0 | 0 |  | 0 | 0 |  | 0 | 0 |  |  | 0
9 | 6 | 1 | 0 | 0 | 28.3 | 0 | 0 | 28.3 | 0 | 0 |  | 0 | 0 |  | 0 | 0 |  |  | 0
9 | 6 | 2 | 0 | 0 | 27.8 | 2.1 | 0 | 27.8 | 0 | 0 |  | 0 | 0 |  | 0 | 0 |  |  | 0
9 | 6 | 3 | 0 | 0 | 26.7 | 1.5 | 0 | 26.7 | 0 | 0 |  | 0 | 0 |  | 0 | 0 |  |  | 0
9 | 6 | 4 | 0 | 0 | 25.6 | 2.1 | 0 | 25.6 | 0 | 0 |  | 0 | 0 |  | 0 | 0 |  |  | 0
9 | 6 | 5 | 0 | 0 | 25 | 2.1 | 0 | 25 | 0 | 0 |  | 0 | 0 |  | 0 | 0 |  |  | 0
9 | 6 | 6 | 89 | 32 | 25 | 3.1 | 31.443 | 24.359 | 248.292 | 188.065 |  | 0 | 0 | 0 | 0 | 0 | 0 |  | 0
9 | 6 | 7 | 461 | 77 | 26.7 | 2.1 | 209.122 | 30.74 | 1574.401 | 1486.205 |  | 0 | 0 | 0 | 0 | 0 | 0 |  | 614.4279
9 | 6 | 8 | 608 | 117 | 28.9 | 2.1 | 444.97 | 39.554 | 3535.168 | 3394.635 |  | 3306.6923 | 0.2615 | 0.176 | 2821.8148 | 0.22315 | 0.15019 |  | 2481.668
9 | 6 | 9 | 663 | 167 | 31.1 | 2.1 | 668.747 | 47.952 | 5258.575 | 5061.219 |  | 6963.4967 | 0.32332 | 0.22978 | 5872.2925 | 0.27266 | 0.19377 |  | 4380.2
9 | 6 | 10 | 808 | 166 | 33.9 | 2.6 | 901.268 | 55.542 | 6914.186 | 6652.71 |  | 11457.4047 | 0.33796 | 0.26885 | 9875.4165 | 0.2913 | 0.23173 |  | 6381.2227
9 | 6 | 11 | 806 | 176 | 35.6 | 2.1 | 990.64 | 61.158 | 7440.206 | 7156.402 |  | 13414.293 | 0.34266 | 0.27723 | 11678.6445 | 0.29833 | 0.24136 |  | 7291.851
9 | 6 | 12 | 676 | 240 | 36.7 | 2.1 | 958.893 | 61.707 | 7186.901 | 6913.967 |  | 12011.4123 | 0.34255 | 0.252 | 10467.5657 | 0.29852 | 0.21961 |  | 7084.5718
9 | 6 | 13 | 718 | 262 | 37.2 | 3.1 | 992.936 | 60.235 | 7484.854 | 7199.112 |  | 12703.0897 | 0.34264 | 0.24992 | 11069.9224 | 0.29859 | 0.21779 |  | 7545.6076
9 | 6 | 14 | 671 | 229 | 37.8 | 3.1 | 837.969 | 57.6 | 6376.038 | 6136.428 |  | 11008.398 | 0.34265 | 0.24934 | 9573.9111 | 0.298 | 0.21685 |  | 6547.7047
9 | 6 | 15 | 681 | 162 | 37.8 | 3.1 | 660.384 | 53.46 | 5077.446 | 4886.539 |  | 9374.863 | 0.33693 | 0.25805 | 8040.1984 | 0.28896 | 0.22131 |  | 5402.4039
9 | 6 | 16 | 634 | 123 | 36.7 | 2.6 | 445.731 | 47.903 | 3414.788 | 3277.845 |  | 6298.1083 | 0.31992 | 0.2409 | 5321.1637 | 0.2703 | 0.20353 |  | 3790.2012
9 | 6 | 17 | 425 | 78 | 36.1 | 3.1 | 183.268 | 40.302 | 1311.682 | 1229.502 |  | 1475.1491 | 0.18147 | 0.12068 | 1272.467 | 0.15654 | 0.1041 |  | 1574.3543
9 | 6 | 18 | 66 | 30 | 34.4 | 2.6 | 27.241 | 34.382 | 216.005 | 156.384 |  | 0 | 0 | 0 | 0 | 0 | 0 |  | 126.1251
9 | 6 | 19 | 0 | 0 | 33.3 | 1.5 | 0 | 33.3 | 0 | 0 |  | 0 | 0 |  | 0 | 0 |  |  | 0
9 | 6 | 20 | 0 | 0 | 32.2 | 0 | 0 | 32.2 | 0 | 0 |  | 0 | 0 |  | 0 | 0 |  |  | 0
9 | 6 | 21 | 0 | 0 | 31.1 | 2.1 | 0 | 31.1 | 0 | 0 |  | 0 | 0 |  | 0 | 0 |  |  | 0
9 | 6 | 22 | 0 | 0 | 30 | 2.1 | 0 | 30 | 0 | 0 |  | 0 | 0 |  | 0 | 0 |  |  | 0
9 | 6 | 23 | 0 | 0 | 28.9 | 0 | 0 | 28.9 | 0 | 0 |  | 0 | 0 |  | 0 | 0 |  |  | 0
9 | 7 | 0 | 0 | 0 | 28.3 | 0 | 0 | 28.3 | 0 | 0 |  | 0 | 0 |  | 0 | 0 |  |  | 0
9 | 7 | 1 | 0 | 0 | 27.8 | 2.1 | 0 | 27.8 | 0 | 0 |  | 0 | 0 |  | 0 | 0 |  |  | 0
9 | 7 | 2 | 0 | 0 | 26.7 | 1.5 | 0 | 26.7 | 0 | 0 |  | 0 | 0 |  | 0 | 0 |  |  | 0
9 | 7 | 3 | 0 | 0 | 26.1 | 1.5 | 0 | 26.1 | 0 | 0 |  | 0 | 0 |  | 0 | 0 |  |  | 0
9 | 7 | 4 | 0 | 0 | 25 | 1.5 | 0 | 25 | 0 | 0 |  | 0 | 0 |  | 0 | 0 |  |  | 0
9 | 7 | 5 | 0 | 0 | 25 | 1.5 | 0 | 25 | 0 | 0 |  | 0 | 0 |  | 0 | 0 |  |  | 0
9 | 7 | 6 | 173 | 28 | 25.6 | 0 | 32.041 | 24.209 | 229.581 | 169.706 |  | 0 | 0 | 0 | 0 | 0 | 0 |  | 0
9 | 7 | 7 | 576 | 61 | 26.1 | 2.6 | 226.587 | 30.322 | 1678.2 | 1587.562 |  | 0 | 0 | 0 | 0 | 0 | 0 |  | 640.9472
9 | 7 | 8 | 747 | 89 | 28.3 | 2.6 | 489.871 | 39.426 | 3882.314 | 3731.149 |  | 4126.4214 | 0.26451 | 0.20355 | 3515.685 | 0.22536 | 0.17342 |  | 2731.9036
9 | 7 | 9 | 833 | 111 | 31.1 | 2.6 | 733.817 | 48.57 | 5752.244 | 5536.746 |  | 8775.6946 | 0.32348 | 0.26628 | 7399.0395 | 0.27274 | 0.22451 |  | 4870.0514
9 | 7 | 10 | 890 | 126 | 34.4 | 1.5 | 925.958 | 60.123 | 6975.635 | 6711.6 |  | 12644.9287 | 0.33802 | 0.28723 | 10902.871 | 0.29145 | 0.24766 |  | 6661.464
9 | 7 | 11 | 918 | 135 | 36.1 | 2.6 | 1048.441 | 61.525 | 7862.713 | 7560.292 |  | 15297.527 | 0.34266 | 0.29572 | 13319.625 | 0.29836 | 0.25748 |  | 7876.8878
9 | 7 | 12 | 926 | 137 | 36.7 | 2.6 | 1085.811 | 63.191 | 8089.633 | 7776.962 |  | 16466.188 | 0.34253 | 0.29795 | 14349.0916 | 0.29849 | 0.25964 |  | 8429.7379
9 | 7 | 13 | 915 | 134 | 37.2 | 2.1 | 1036.228 | 64.195 | 7687.413 | 7392.79 |  | 16195.459 | 0.34264 | 0.29825 | 14113.6276 | 0.29859 | 0.25991 |  | 8283.7236
9 | 7 | 14 | 887 | 125 | 37.2 | 2.1 | 906.717 | 61.098 | 6801.813 | 6544.985 |  | 14552.3422 | 0.34265 | 0.29679 | 12656.0614 | 0.298 | 0.25812 |  | 7468.9379
9 | 7 | 15 | 839 | 109 | 37.8 | 3.1 | 714.754 | 54.779 | 5461.736 | 5257.015 |  | 11543.0365 | 0.3369 | 0.28869 | 9898.8395 | 0.28892 | 0.24757 |  | 6050.9019
9 | 7 | 16 | 746 | 86 | 37.8 | 3.1 | 462.892 | 48.882 | 3517.179 | 3377.185 |  | 7397.7802 | 0.3198 | 0.26757 | 6250.0569 | 0.27018 | 0.22606 |  | 4072.8511
9 | 7 | 17 | 558 | 57 | 36.7 | 3.1 | 197.696 | 41.284 | 1367.175 | 1283.745 |  | 1895.3318 | 0.17815 | 0.13904 | 1634.0961 | 0.15359 | 0.11988 |  | 1794.1499
9 | 7 | 18 | 134 | 25 | 35 | 2.6 | 24.456 | 34.976 | 180.33 | 121.374 |  | 0 | 0 | 0 | 0 | 0 | 0 |  | 138.2938
9 | 7 | 19 | 0 | 0 | 33.3 | 2.1 | 0 | 33.3 | 0 | 0 |  | 0 | 0 |  | 0 | 0 |  |  | 0
9 | 7 | 20 | 0 | 0 | 31.1 | 1.5 | 0 | 31.1 | 0 | 0 |  | 0 | 0 |  | 0 | 0 |  |  | 0
9 | 7 | 21 | 0 | 0 | 30 | 0 | 0 | 30 | 0 | 0 |  | 0 | 0 |  | 0 | 0 |  |  | 0
9 | 7 | 22 | 0 | 0 | 28.9 | 0 | 0 | 28.9 | 0 | 0 |  | 0 | 0 |  | 0 | 0 |  |  | 0
9 | 7 | 23 | 0 | 0 | 28.9 | 1.5 | 0 | 28.9 | 0 | 0 |  | 0 | 0 |  | 0 | 0 |  |  | 0
9 | 8 | 0 | 0 | 0 | 26.7 | 0 | 0 | 26.7 | 0 | 0 |  | 0 | 0 |  | 0 | 0 |  |  | 0
9 | 8 | 1 | 0 | 0 | 25.6 | 0 | 0 | 25.6 | 0 | 0 |  | 0 | 0 |  | 0 | 0 |  |  | 0
9 | 8 | 2 | 0 | 0 | 25.6 | 2.1 | 0 | 25.6 | 0 | 0 |  | 0 | 0 |  | 0 | 0 |  |  | 0
9 | 8 | 3 | 0 | 0 | 24.4 | 1.5 | 0 | 24.4 | 0 | 0 |  | 0 | 0 |  | 0 | 0 |  |  | 0
9 | 8 | 4 | 0 | 0 | 23.9 | 2.6 | 0 | 23.9 | 0 | 0 |  | 0 | 0 |  | 0 | 0 |  |  | 0
9 | 8 | 5 | 0 | 0 | 23.3 | 2.1 | 0 | 23.3 | 0 | 0 |  | 0 | 0 |  | 0 | 0 |  |  | 0
9 | 8 | 6 | 264 | 24 | 22.8 | 0 | 34.075 | 21.325 | 221.004 | 161.289 |  | 0 | 0 | 0 | 0 | 0 | 0 |  | 0
9 | 8 | 7 | 670 | 49 | 26.1 | 2.1 | 242.808 | 31.015 | 1773.656 | 1680.74 |  | 0 | 0 | 0 | 0 | 0 | 0 |  | 670.0363
9 | 8 | 8 | 809 | 79 | 28.9 | 2.6 | 513.324 | 40.625 | 4047.092 | 3890.736 |  | 4536.3565 | 0.26741 | 0.21487 | 3858.5714 | 0.22745 | 0.18277 |  | 2866.8502
9 | 8 | 9 | 889 | 91 | 31.1 | 1.5 | 750.544 | 51.827 | 5809.035 | 5591.397 |  | 9393.7944 | 0.32363 | 0.27789 | 7918.6168 | 0.27281 | 0.23425 |  | 5030.6556
9 | 8 | 10 | 933 | 104 | 32.8 | 1.5 | 942.616 | 59.057 | 7131.204 | 6860.63 |  | 13281.359 | 0.33808 | 0.29683 | 11455.6363 | 0.29161 | 0.25602 |  | 6807.5793
9 | 8 | 11 | 954 | 111 | 36.7 | 3.1 | 1060.175 | 61.135 | 7963.178 | 7656.241 |  | 15916.7986 | 0.34266 | 0.30446 | 13860.2408 | 0.29839 | 0.26512 |  | 7999.1424
9 | 8 | 12 | 972 | 103 | 37.2 | 1.5 | 1097.86 | 67.913 | 8023.367 | 7713.707 |  | 17296.7301 | 0.3425 | 0.30938 | 15071.9293 | 0.29845 | 0.26958 |  | 8582.1865
9 | 8 | 13 | 963 | 101 | 38.3 | 3.1 | 1048.986 | 62.762 | 7827.26 | 7526.425 |  | 17051.6389 | 0.34263 | 0.30964 | 14860.0186 | 0.29859 | 0.26984 |  | 8453.9616
9 | 8 | 14 | 939 | 94 | 38.9 | 3.6 | 919.438 | 59.545 | 6939.638 | 6677.104 |  | 15404.9786 | 0.34265 | 0.30876 | 13397.5703 | 0.298 | 0.26853 |  | 7650.6552
9 | 8 | 15 | 898 | 81 | 37.8 | 2.6 | 722.153 | 55.919 | 5490.831 | 5285.043 |  | 12346.604 | 0.33688 | 0.30185 | 10586.9426 | 0.28886 | 0.25883 |  | 6235.9369
9 | 8 | 16 | 817 | 64 | 37.8 | 3.1 | 472.695 | 49.113 | 3578.159 | 3436.331 |  | 8087.0252 | 0.31967 | 0.28219 | 6832.0865 | 0.27006 | 0.2384 |  | 4258.2278
9 | 8 | 17 | 649 | 43 | 37.2 | 5.2 | 206.053 | 41.024 | 1397.051 | 1312.943 |  | 2155.3317 | 0.17475 | 0.14771 | 1857.1911 | 0.15057 | 0.12728 |  | 1942.7289
9 | 8 | 18 | 203 | 20 | 35.6 | 3.1 | 22.763 | 35.556 | 152.462 | 94.024 |  | 0 | 0 | 0 | 0 | 0 | 0 |  | 149.866
9 | 8 | 19 | 0 | 0 | 33.9 | 2.1 | 0 | 33.9 | 0 | 0 |  | 0 | 0 |  | 0 | 0 |  |  | 0
9 | 8 | 20 | 0 | 0 | 31.7 | 2.1 | 0 | 31.7 | 0 | 0 |  | 0 | 0 |  | 0 | 0 |  |  | 0
9 | 8 | 21 | 0 | 0 | 31.1 | 0 | 0 | 31.1 | 0 | 0 |  | 0 | 0 |  | 0 | 0 |  |  | 0
9 | 8 | 22 | 0 | 0 | 29.4 | 2.1 | 0 | 29.4 | 0 | 0 |  | 0 | 0 |  | 0 | 0 |  |  | 0
9 | 8 | 23 | 0 | 0 | 28.3 | 1.5 | 0 | 28.3 | 0 | 0 |  | 0 | 0 |  | 0 | 0 |  |  | 0
9 | 9 | 0 | 0 | 0 | 28.3 | 2.1 | 0 | 28.3 | 0 | 0 |  | 0 | 0 |  | 0 | 0 |  |  | 0
9 | 9 | 1 | 0 | 0 | 26.7 | 1.5 | 0 | 26.7 | 0 | 0 |  | 0 | 0 |  | 0 | 0 |  |  | 0
9 | 9 | 2 | 0 | 0 | 25.6 | 3.1 | 0 | 25.6 | 0 | 0 |  | 0 | 0 |  | 0 | 0 |  |  | 0
9 | 9 | 3 | 0 | 0 | 25 | 1.5 | 0 | 25 | 0 | 0 |  | 0 | 0 |  | 0 | 0 |  |  | 0
9 | 9 | 4 | 0 | 0 | 23.9 | 2.1 | 0 | 23.9 | 0 | 0 |  | 0 | 0 |  | 0 | 0 |  |  | 0
9 | 9 | 5 | 0 | 0 | 23.9 | 2.1 | 0 | 23.9 | 0 | 0 |  | 0 | 0 |  | 0 | 0 |  |  | 0
9 | 9 | 6 | 262 | 23 | 23.9 | 3.1 | 34.112 | 23.29 | 216.818 | 157.182 |  | 0 | 0 | 0 | 0 | 0 | 0 |  | 0
9 | 9 | 7 | 677 | 47 | 26.1 | 2.6 | 244.014 | 30.756 | 1783.819 | 1690.658 |  | 0 | 0 | 0 | 0 | 0 | 0 |  | 676.7292
9 | 9 | 8 | 711 | 84 | 28.3 | 2.6 | 468.813 | 38.97 | 3724.051 | 3577.783 |  | 4044.6535 | 0.27019 | 0.2087 | 3434.5451 | 0.22943 | 0.17722 |  | 2618.6723
9 | 9 | 9 | 737 | 138 | 30 | 2.1 | 697.194 | 47.627 | 5488.044 | 5282.359 |  | 7810.6778 | 0.32378 | 0.249 | 6582.8369 | 0.27288 | 0.20986 |  | 4589.6081
9 | 9 | 10 | 886 | 142 | 33.3 | 2.1 | 950.145 | 57.485 | 7233.755 | 6958.827 |  | 12636.0545 | 0.33814 | 0.2819 | 10902.7716 | 0.29176 | 0.24323 |  | 6762.7668
9 | 9 | 11 | 889 | 169 | 35 | 1.5 | 1068.605 | 64.824 | 7907.992 | 7603.54 |  | 14849.795 | 0.34266 | 0.28443 | 12932.3557 | 0.29841 | 0.2477 |  | 7900.1256
9 | 9 | 12 | 840 | 189 | 37.8 | 2.1 | 1066.163 | 65.409 | 7872.124 | 7569.281 |  | 14958.0155 | 0.34248 | 0.27908 | 13033.0803 | 0.2984 | 0.24316 |  | 8089.951
9 | 9 | 13 | 695 | 241 | 40 | 2.6 | 951.78 | 63.492 | 7081.337 | 6812.869 |  | 12310.4162 | 0.34263 | 0.25339 | 10728.3206 | 0.29859 | 0.22083 |  | 7226.4465
9 | 9 | 14 | 790 | 155 | 39.4 | 1.5 | 861.713 | 63.978 | 6390.224 | 6150.051 |  | 12959.4728 | 0.34265 | 0.28198 | 11270.6879 | 0.298 | 0.24524 |  | 6943.0713
9 | 9 | 15 | 675 | 181 | 40.6 | 3.1 | 674.676 | 56.604 | 5124.56 | 4931.985 |  | 9273.8679 | 0.33685 | 0.25042 | 7951.322 | 0.28881 | 0.2147 |  | 5482.6539
9 | 9 | 16 | 638 | 116 | 39.4 | 2.1 | 439.642 | 51.28 | 3321.175 | 3186.99 |  | 6303.1014 | 0.31953 | 0.24415 | 5324.7138 | 0.26993 | 0.20626 |  | 3748.7678
9 | 9 | 17 | 445 | 79 | 38.9 | 2.1 | 187.994 | 43.925 | 1322.201 | 1239.785 |  | 1443.662 | 0.17127 | 0.11479 | 1243.155 | 0.14749 | 0.098847 |  | 1616.7327
9 | 9 | 18 | 175 | 22 | 36.7 | 2.6 | 23.691 | 36.701 | 162.89 | 104.259 |  | 0 | 0 | 0 | 0 | 0 | 0 |  | 141.9631
9 | 9 | 19 | 0 | 0 | 35 | 1.5 | 0 | 35 | 0 | 0 |  | 0 | 0 |  | 0 | 0 |  |  | 0
9 | 9 | 20 | 0 | 0 | 33.3 | 0 | 0 | 33.3 | 0 | 0 |  | 0 | 0 |  | 0 | 0 |  |  | 0
9 | 9 | 21 | 0 | 0 | 31.7 | 1.5 | 0 | 31.7 | 0 | 0 |  | 0 | 0 |  | 0 | 0 |  |  | 0
9 | 9 | 22 | 0 | 0 | 30 | 1.5 | 0 | 30 | 0 | 0 |  | 0 | 0 |  | 0 | 0 |  |  | 0
9 | 9 | 23 | 0 | 0 | 28.9 | 0 | 0 | 28.9 | 0 | 0 |  | 0 | 0 |  | 0 | 0 |  |  | 0
9 | 10 | 0 | 0 | 0 | 28.3 | 1.5 | 0 | 28.3 | 0 | 0 |  | 0 | 0 |  | 0 | 0 |  |  | 0
9 | 10 | 1 | 0 | 0 | 27.8 | 2.1 | 0 | 27.8 | 0 | 0 |  | 0 | 0 |  | 0 | 0 |  |  | 0
9 | 10 | 2 | 0 | 0 | 26.7 | 2.1 | 0 | 26.7 | 0 | 0 |  | 0 | 0 |  | 0 | 0 |  |  | 0
9 | 10 | 3 | 0 | 0 | 25.6 | 2.1 | 0 | 25.6 | 0 | 0 |  | 0 | 0 |  | 0 | 0 |  |  | 0
9 | 10 | 4 | 0 | 0 | 25 | 2.1 | 0 | 25 | 0 | 0 |  | 0 | 0 |  | 0 | 0 |  |  | 0
9 | 10 | 5 | 0 | 0 | 23.9 | 2.1 | 0 | 23.9 | 0 | 0 |  | 0 | 0 |  | 0 | 0 |  |  | 0
9 | 10 | 6 | 163 | 27 | 25 | 3.1 | 33.008 | 24.397 | 233.819 | 173.864 |  | 0 | 0 | 0 | 0 | 0 | 0 |  | 0
9 | 10 | 7 | 587 | 59 | 26.7 | 2.1 | 231.327 | 31.324 | 1710.67 | 1619.26 |  | 0 | 0 | 0 | 0 | 0 | 0 |  | 666.9433
9 | 10 | 8 | 739 | 99 | 29.4 | 2.1 | 500.751 | 41.519 | 3944.481 | 3791.368 |  | 4262.4696 | 0.27285 | 0.20473 | 3613.3278 | 0.2313 | 0.17355 |  | 2804.1053
9 | 10 | 9 | 819 | 133 | 31.7 | 2.1 | 750.932 | 50.683 | 5841.676 | 5622.803 |  | 8704.9302 | 0.32393 | 0.25712 | 7335.1356 | 0.27295 | 0.21666 |  | 4978.6392
9 | 10 | 10 | 774 | 178 | 34.4 | 1.5 | 894.595 | 59.394 | 6760.184 | 6505.066 |  | 11059.0401 | 0.3382 | 0.26303 | 9545.2592 | 0.2919 | 0.22702 |  | 6275.8162
9 | 10 | 11 | 722 | 229 | 37.2 | 2.1 | 975.369 | 62.33 | 7291.367 | 7013.977 |  | 12073.9497 | 0.34265 | 0.25548 | 10515.895 | 0.29844 | 0.22252 |  | 7035.2147
9 | 10 | 12 | 566 | 360 | 38.3 | 3.1 | 970.461 | 60.866 | 7298.243 | 7020.558 |  | 10085.32 | 0.34245 | 0.20859 | 8786.7197 | 0.29836 | 0.18173 |  | 7008.8205
9 | 10 | 13 | 507 | 344 | 40 | 2.6 | 870.837 | 61.504 | 6531.434 | 6285.612 |  | 8983.0626 | 0.34262 | 0.20288 | 7828.661 | 0.29859 | 0.1768 |  | 6396.6915
9 | 10 | 14 | 559 | 276 | 41.1 | 3.1 | 785.8 | 59.494 | 5935.117 | 5712.688 |  | 9168.8585 | 0.34265 | 0.22228 | 7973.9846 | 0.298 | 0.19332 |  | 6022.8891
9 | 10 | 15 | 557 | 237 | 41.1 | 2.1 | 643.431 | 58.139 | 4862.156 | 4678.767 |  | 7646.6508 | 0.33681 | 0.21757 | 6555.4394 | 0.28875 | 0.18652 |  | 5103.972
9 | 10 | 16 | 412 | 163 | 40.6 | 3.6 | 371.413 | 49.097 | 2851.49 | 2730.694 |  | 4062.1951 | 0.31939 | 0.19093 | 3431.429 | 0.26979 | 0.16128 |  | 2989.0886
9 | 10 | 17 | 271 | 95 | 38.9 | 3.1 | 157.732 | 42.436 | 1158.608 | 1079.826 |  | 858.092 | 0.16774 | 0.084933 | 738.3751 | 0.14434 | 0.073083 |  | 1255.3511
9 | 10 | 18 | 13 | 17 | 37.2 | 1.5 | 15.705 | 36.983 | 126.872 | 68.906 |  | 0 | 0 | 0 | 0 | 0 | 0 |  | 58.1486
9 | 10 | 19 | 0 | 0 | 36.1 | 2.1 | 0 | 36.1 | 0 | 0 |  | 0 | 0 |  | 0 | 0 |  |  | 0
9 | 10 | 20 | 0 | 0 | 34.4 | 1.5 | 0 | 34.4 | 0 | 0 |  | 0 | 0 |  | 0 | 0 |  |  | 0
9 | 10 | 21 | 0 | 0 | 33.3 | 0 | 0 | 33.3 | 0 | 0 |  | 0 | 0 |  | 0 | 0 |  |  | 0
9 | 10 | 22 | 0 | 0 | 32.2 | 0 | 0 | 32.2 | 0 | 0 |  | 0 | 0 |  | 0 | 0 |  |  | 0
9 | 10 | 23 | 0 | 0 | 30 | 0 | 0 | 30 | 0 | 0 |  | 0 | 0 |  | 0 | 0 |  |  | 0
9 | 11 | 0 | 0 | 0 | 29.4 | 2.1 | 0 | 29.4 | 0 | 0 |  | 0 | 0 |  | 0 | 0 |  |  | 0
9 | 11 | 1 | 0 | 0 | 28.9 | 0 | 0 | 28.9 | 0 | 0 |  | 0 | 0 |  | 0 | 0 |  |  | 0
9 | 11 | 2 | 0 | 0 | 27.2 | 2.1 | 0 | 27.2 | 0 | 0 |  | 0 | 0 |  | 0 | 0 |  |  | 0
9 | 11 | 3 | 0 | 0 | 26.1 | 2.1 | 0 | 26.1 | 0 | 0 |  | 0 | 0 |  | 0 | 0 |  |  | 0
9 | 11 | 4 | 0 | 0 | 25.6 | 2.6 | 0 | 25.6 | 0 | 0 |  | 0 | 0 |  | 0 | 0 |  |  | 0
9 | 11 | 5 | 0 | 0 | 25 | 3.1 | 0 | 25 | 0 | 0 |  | 0 | 0 |  | 0 | 0 |  |  | 0
9 | 11 | 6 | 78 | 36 | 24.4 | 3.1 | 36.29 | 23.838 | 288.102 | 227.122 |  | 0 | 0 | 0 | 0 | 0 | 0 |  | 0
9 | 11 | 7 | 390 | 95 | 26.1 | 3.6 | 208.696 | 29.536 | 1610.045 | 1521.014 |  | 0 | 0 | 0 | 0 | 0 | 0 |  | 670.2362
9 | 11 | 8 | 780 | 81 | 28.3 | 2.6 | 504.812 | 39.736 | 3998.352 | 3843.542 |  | 4559.0415 | 0.27539 | 0.21911 | 3858.0812 | 0.23305 | 0.18542 |  | 2830.0816
9 | 11 | 9 | 867 | 101 | 32.8 | 2.6 | 754.222 | 50.748 | 5864.263 | 5644.534 |  | 9241.4034 | 0.32407 | 0.27326 | 7785.7837 | 0.27302 | 0.23022 |  | 5022.1444
9 | 11 | 10 | 900 | 129 | 33.9 | 2.6 | 943.513 | 56.684 | 7206.064 | 6932.315 |  | 12882.4626 | 0.33825 | 0.28718 | 11122.6911 | 0.29205 | 0.24795 |  | 6788.6341
9 | 11 | 11 | 920 | 136 | 37.2 | 2.1 | 1056.151 | 64.302 | 7832.429 | 7531.362 |  | 15401.9303 | 0.34265 | 0.29568 | 13415.5683 | 0.29846 | 0.25755 |  | 7931.8158
9 | 11 | 12 | 952 | 118 | 38.3 | 2.1 | 1095.841 | 66.529 | 8054.31 | 7743.246 |  | 16973.4711 | 0.34243 | 0.30438 | 14786.6052 | 0.29831 | 0.26517 |  | 8536.6115
9 | 11 | 13 | 946 | 115 | 39.4 | 2.6 | 1048.398 | 65.081 | 7749.754 | 7452.371 |  | 16765.5046 | 0.34262 | 0.30499 | 14611.0826 | 0.29859 | 0.26579 |  | 8417.3121
9 | 11 | 14 | 918 | 107 | 40.6 | 1.5 | 914.89 | 66.702 | 6708.624 | 6455.617 |  | 15054.552 | 0.34265 | 0.30381 | 13092.5402 | 0.298 | 0.26421 |  | 7577.6858
9 | 11 | 15 | 867 | 93 | 40 | 2.6 | 711.882 | 57.851 | 5372.004 | 5170.554 |  | 11892.3367 | 0.33678 | 0.29587 | 10194.0494 | 0.28868 | 0.25362 |  | 6107.0604
9 | 11 | 16 | 784 | 72 | 40 | 3.1 | 464.417 | 51.128 | 3489.717 | 3350.545 |  | 7713.8822 | 0.31923 | 0.27605 | 6515.5902 | 0.26964 | 0.23317 |  | 4135.4335
9 | 11 | 17 | 590 | 48 | 38.9 | 2.1 | 194.746 | 44.164 | 1312.812 | 1230.608 |  | 1821.8221 | 0.16415 | 0.13377 | 1566.3833 | 0.14113 | 0.11502 |  | 1797.0953
9 | 11 | 18 | 132 | 20 | 36.7 | 2.1 | 21.375 | 36.694 | 149.521 | 91.138 |  | 0 | 0 | 0 | 0 | 0 | 0 |  | 114.043
9 | 11 | 19 | 0 | 0 | 35 | 1.5 | 0 | 35 | 0 | 0 |  | 0 | 0 |  | 0 | 0 |  |  | 0
9 | 11 | 20 | 0 | 0 | 33.3 | 1.5 | 0 | 33.3 | 0 | 0 |  | 0 | 0 |  | 0 | 0 |  |  | 0
9 | 11 | 21 | 0 | 0 | 31.7 | 2.1 | 0 | 31.7 | 0 | 0 |  | 0 | 0 |  | 0 | 0 |  |  | 0
9 | 11 | 22 | 0 | 0 | 30 | 2.1 | 0 | 30 | 0 | 0 |  | 0 | 0 |  | 0 | 0 |  |  | 0
9 | 11 | 23 | 0 | 0 | 28.9 | 0 | 0 | 28.9 | 0 | 0 |  | 0 | 0 |  | 0 | 0 |  |  | 0
9 | 12 | 0 | 0 | 0 | 28.3 | 2.1 | 0 | 28.3 | 0 | 0 |  | 0 | 0 |  | 0 | 0 |  |  | 0
9 | 12 | 1 | 0 | 0 | 26.1 | 2.6 | 0 | 26.1 | 0 | 0 |  | 0 | 0 |  | 0 | 0 |  |  | 0
9 | 12 | 2 | 0 | 0 | 25 | 2.1 | 0 | 25 | 0 | 0 |  | 0 | 0 |  | 0 | 0 |  |  | 0
9 | 12 | 3 | 0 | 0 | 23.3 | 2.1 | 0 | 23.3 | 0 | 0 |  | 0 | 0 |  | 0 | 0 |  |  | 0
9 | 12 | 4 | 0 | 0 | 24.4 | 2.1 | 0 | 24.4 | 0 | 0 |  | 0 | 0 |  | 0 | 0 |  |  | 0
9 | 12 | 5 | 0 | 0 | 24.4 | 3.1 | 0 | 24.4 | 0 | 0 |  | 0 | 0 |  | 0 | 0 |  |  | 0
9 | 12 | 6 | 245 | 24 | 24.4 | 3.1 | 37.327 | 23.877 | 240.016 | 179.944 |  | 0 | 0 | 0 | 0 | 0 | 0 |  | 0
9 | 12 | 7 | 623 | 65 | 26.7 | 2.1 | 250.162 | 31.828 | 1853.512 | 1758.666 |  | 0 | 0 | 0 | 0 | 0 | 0 |  | 735.9518
9 | 12 | 8 | 765 | 112 | 28.3 | 2.6 | 530.897 | 40.461 | 4203.04 | 4041.687 |  | 4528.605 | 0.27782 | 0.20417 | 3825.7047 | 0.2347 | 0.17248 |  | 2984.526
9 | 12 | 9 | 842 | 147 | 32.8 | 3.6 | 788.074 | 49.83 | 6152.273 | 5921.465 |  | 9000.0463 | 0.3242 | 0.25368 | 7581.1378 | 0.27309 | 0.21368 |  | 5208.5068
9 | 12 | 10 | 838 | 132 | 34.4 | 3.1 | 901.233 | 55.198 | 6923.751 | 6661.878 |  | 12016.0273 | 0.33831 | 0.28307 | 10377.8671 | 0.29218 | 0.24448 |  | 6409.2716
9 | 12 | 11 | 797 | 166 | 35 | 3.6 | 978.59 | 56.658 | 7482.473 | 7196.833 |  | 13356.7897 | 0.34265 | 0.28004 | 11635.103 | 0.29848 | 0.24394 |  | 7199.7062
9 | 12 | 12 | 829 | 134 | 36.7 | 2.6 | 988.769 | 60.91 | 7434.612 | 7151.05 |  | 14788.7297 | 0.3424 | 0.29444 | 12882.1138 | 0.29826 | 0.25648 |  | 7646.6701
9 | 12 | 13 | 934 | 118 | 37.2 | 2.6 | 1040.203 | 62.545 | 7768.572 | 7470.352 |  | 16556.2483 | 0.34261 | 0.30368 | 14428.7733 | 0.29859 | 0.26466 |  | 8341.9781
9 | 12 | 14 | 940 | 92 | 38.3 | 2.6 | 917.76 | 61.035 | 6885.691 | 6625.398 |  | 15411.7938 | 0.34265 | 0.30942 | 13403.0674 | 0.29799 | 0.26909 |  | 7640.3842
9 | 12 | 15 | 882 | 86 | 37.8 | 4.1 | 714.432 | 53.313 | 5487.101 | 5281.45 |  | 12087.096 | 0.33674 | 0.29911 | 10359.7091 | 0.28861 | 0.25637 |  | 6150.8586
9 | 12 | 16 | 637 | 58 | 36.7 | 2.1 | 377.399 | 47.15 | 2878.739 | 2757.186 |  | 6253.9386 | 0.31907 | 0.27617 | 5281.9528 | 0.26948 | 0.23325 |  | 3351.113
9 | 12 | 17 | 630 | 39 | 36.7 | 2.1 | 194.38 | 41.645 | 1304.428 | 1222.412 |  | 1895.5006 | 0.16052 | 0.1368 | 1628.2827 | 0.13789 | 0.11751 |  | 1839.5685
9 | 12 | 18 | 15 | 16 | 35.6 | 3.1 | 14.923 | 35.347 | 120.505 | 62.656 |  | 0 | 0 | 0 | 0 | 0 | 0 |  | 54.5834
9 | 12 | 19 | 0 | 0 | 35 | 2.1 | 0 | 35 | 0 | 0 |  | 0 | 0 |  | 0 | 0 |  |  | 0
9 | 12 | 20 | 0 | 0 | 33.9 | 1.5 | 0 | 33.9 | 0 | 0 |  | 0 | 0 |  | 0 | 0 |  |  | 0
9 | 12 | 21 | 0 | 0 | 32.8 | 2.1 | 0 | 32.8 | 0 | 0 |  | 0 | 0 |  | 0 | 0 |  |  | 0
9 | 12 | 22 | 0 | 0 | 33.3 | 2.6 | 0 | 33.3 | 0 | 0 |  | 0 | 0 |  | 0 | 0 |  |  | 0
9 | 12 | 23 | 0 | 0 | 31.1 | 3.1 | 0 | 31.1 | 0 | 0 |  | 0 | 0 |  | 0 | 0 |  |  | 0
9 | 13 | 0 | 0 | 0 | 30 | 4.1 | 0 | 30 | 0 | 0 |  | 0 | 0 |  | 0 | 0 |  |  | 0
9 | 13 | 1 | 0 | 0 | 28.9 | 4.6 | 0 | 28.9 | 0 | 0 |  | 0 | 0 |  | 0 | 0 |  |  | 0
9 | 13 | 2 | 0 | 0 | 29.4 | 3.1 | 0 | 29.4 | 0 | 0 |  | 0 | 0 |  | 0 | 0 |  |  | 0
9 | 13 | 3 | 0 | 0 | 28.3 | 3.1 | 0 | 28.3 | 0 | 0 |  | 0 | 0 |  | 0 | 0 |  |  | 0
9 | 13 | 4 | 0 | 0 | 27.2 | 2.6 | 0 | 27.2 | 0 | 0 |  | 0 | 0 |  | 0 | 0 |  |  | 0
9 | 13 | 5 | 0 | 0 | 27.2 | 3.1 | 0 | 27.2 | 0 | 0 |  | 0 | 0 |  | 0 | 0 |  |  | 0
9 | 13 | 6 | 9 | 29 | 26.7 | 2.6 | 26.478 | 25.925 | 223.872 | 164.104 |  | 0 | 0 | 0 | 0 | 0 | 0 |  | 0
9 | 13 | 7 | 76 | 101 | 26.7 | 2.1 | 118.59 | 28.347 | 977.619 | 902.751 |  | 0 | 0 | 0 | 0 | 0 | 0 |  | 464.605
9 | 13 | 8 | 351 | 203 | 28.3 | 6.2 | 392.368 | 34.266 | 3211.082 | 3080.103 |  | 2103.3007 | 0.28013 | 0.11578 | 1773.7755 | 0.23624 | 0.097644 |  | 2292.9733
9 | 13 | 9 | 627 | 176 | 29.4 | 4.1 | 661.275 | 42.915 | 5303.017 | 5104.062 |  | 6720.3133 | 0.32433 | 0.22431 | 5659.8989 | 0.27315 | 0.18891 |  | 4322.1085
9 | 13 | 10 | 778 | 169 | 31.1 | 3.6 | 892.735 | 50.601 | 6982.444 | 6718.125 |  | 11174.7285 | 0.33836 | 0.26671 | 9654.1859 | 0.29232 | 0.23042 |  | 6267.8727
9 | 13 | 11 | 796 | 187 | 32.8 | 3.6 | 999.972 | 54.935 | 7697.886 | 7402.8 |  | 13353.4706 | 0.34265 | 0.2737 | 11633.0498 | 0.2985 | 0.23844 |  | 7338.583
9 | 13 | 12 | 814 | 180 | 31.7 | 3.6 | 1034.016 | 54.77 | 7965.92 | 7658.859 |  | 14528.6656 | 0.34238 | 0.28002 | 12654.3295 | 0.29821 | 0.2439 |  | 7835.718
9 | 13 | 13 | 823 | 176 | 32.2 | 4.1 | 1003.592 | 53.772 | 7760.232 | 7462.383 |  | 14590.9988 | 0.34261 | 0.28153 | 12716.0877 | 0.29858 | 0.24535 |  | 7832.9437
9 | 13 | 14 | 802 | 163 | 32.8 | 3.1 | 880.227 | 53.634 | 6801.052 | 6544.255 |  | 13145.5392 | 0.34265 | 0.28016 | 11432.031 | 0.29799 | 0.24364 |  | 7081.2821
9 | 13 | 15 | 733 | 141 | 32.8 | 2.1 | 674.117 | 50.934 | 5230.56 | 5034.209 |  | 10035.4318 | 0.3367 | 0.26971 | 8600.1288 | 0.28854 | 0.23114 |  | 5569.5793
9 | 13 | 16 | 625 | 108 | 31.7 | 2.1 | 423.534 | 43.161 | 3295.456 | 3162.023 |  | 6122.3159 | 0.31891 | 0.24619 | 5170.2289 | 0.26931 | 0.20791 |  | 3613.6111
9 | 13 | 17 | 386 | 67 | 30.6 | 3.6 | 160.804 | 33.902 | 1169.266 | 1090.25 |  | 1130.7128 | 0.15685 | 0.10541 | 970.3689 | 0.13461 | 0.090465 |  | 1373.4766
9 | 13 | 18 | 37 | 22 | 29.4 | 4.6 | 20.647 | 28.998 | 166.735 | 108.032 |  | 0 | 0 | 0 | 0 | 0 | 0 |  | 80.3572
9 | 13 | 19 | 0 | 0 | 27.8 | 2.6 | 0 | 27.8 | 0 | 0 |  | 0 | 0 |  | 0 | 0 |  |  | 0
9 | 13 | 20 | 0 | 0 | 26.7 | 2.1 | 0 | 26.7 | 0 | 0 |  | 0 | 0 |  | 0 | 0 |  |  | 0
9 | 13 | 21 | 0 | 0 | 26.1 | 2.1 | 0 | 26.1 | 0 | 0 |  | 0 | 0 |  | 0 | 0 |  |  | 0
9 | 13 | 22 | 0 | 0 | 25.6 | 2.1 | 0 | 25.6 | 0 | 0 |  | 0 | 0 |  | 0 | 0 |  |  | 0
9 | 13 | 23 | 0 | 0 | 24.4 | 1.5 | 0 | 24.4 | 0 | 0 |  | 0 | 0 |  | 0 | 0 |  |  | 0
9 | 14 | 0 | 0 | 0 | 24.4 | 2.1 | 0 | 24.4 | 0 | 0 |  | 0 | 0 |  | 0 | 0 |  |  | 0
9 | 14 | 1 | 0 | 0 | 23.3 | 1.5 | 0 | 23.3 | 0 | 0 |  | 0 | 0 |  | 0 | 0 |  |  | 0
9 | 14 | 2 | 0 | 0 | 22.2 | 3.1 | 0 | 22.2 | 0 | 0 |  | 0 | 0 |  | 0 | 0 |  |  | 0
9 | 14 | 3 | 0 | 0 | 21.7 | 2.6 | 0 | 21.7 | 0 | 0 |  | 0 | 0 |  | 0 | 0 |  |  | 0
9 | 14 | 4 | 0 | 0 | 20 | 3.6 | 0 | 20 | 0 | 0 |  | 0 | 0 |  | 0 | 0 |  |  | 0
9 | 14 | 5 | 0 | 0 | 20 | 3.6 | 0 | 20 | 0 | 0 |  | 0 | 0 |  | 0 | 0 |  |  | 0
9 | 14 | 6 | 187 | 25 | 20.6 | 3.1 | 35.734 | 19.936 | 244.882 | 184.719 |  | 0 | 0 | 0 | 0 | 0 | 0 |  | 0
9 | 14 | 7 | 614 | 52 | 21.7 | 2.6 | 237.409 | 26.125 | 1788.005 | 1694.743 |  | 0 | 0 | 0 | 0 | 0 | 0 |  | 695.1247
9 | 14 | 8 | 785 | 77 | 24.4 | 0 | 507.655 | 43.294 | 3970.692 | 3816.755 |  | 4759.1305 | 0.28233 | 0.22772 | 4006.6353 | 0.23769 | 0.19171 |  | 2857.1947
9 | 14 | 9 | 868 | 97 | 26.7 | 2.6 | 750.384 | 44.674 | 5971.705 | 5747.876 |  | 9328.3683 | 0.32446 | 0.27564 | 7855.2335 | 0.27322 | 0.23211 |  | 5035.4211
9 | 14 | 10 | 911 | 110 | 27.8 | 1.5 | 937.472 | 54.168 | 7231.084 | 6956.27 |  | 13106.7688 | 0.33841 | 0.2945 | 11326.6329 | 0.29245 | 0.2545 |  | 6763.8031
9 | 14 | 11 | 931 | 118 | 30 | 2.1 | 1051.432 | 57.305 | 8018.941 | 7709.482 |  | 15633.225 | 0.34264 | 0.30168 | 13619.9748 | 0.29852 | 0.26283 |  | 7917.511
9 | 14 | 12 | 938 | 120 | 30.6 | 1.5 | 1085.797 | 61.401 | 8148.13 | 7832.789 |  | 16749.8777 | 0.34236 | 0.30331 | 14587.5334 | 0.29816 | 0.26415 |  | 8449.3708
9 | 14 | 13 | 934 | 117 | 31.7 | 2.6 | 1039.635 | 57.459 | 7923.443 | 7618.296 |  | 16560.8563 | 0.34261 | 0.30398 | 14432.8411 | 0.29858 | 0.26492 |  | 8337.529
9 | 14 | 14 | 910 | 108 | 32.2 | 2.1 | 908.567 | 56.333 | 6945.221 | 6682.454 |  | 14910.8604 | 0.34265 | 0.30315 | 12967.038 | 0.29798 | 0.26363 |  | 7518.8259
9 | 14 | 15 | 861 | 93 | 32.2 | 2.6 | 710.307 | 50.117 | 5523.486 | 5316.499 |  | 11775.7219 | 0.33665 | 0.29542 | 10090.1403 | 0.28846 | 0.25313 |  | 6054.5419
9 | 14 | 16 | 763 | 72 | 31.7 | 2.1 | 452.127 | 43.972 | 3488.9 | 3349.752 |  | 7456.6983 | 0.31873 | 0.2744 | 6296.3093 | 0.26913 | 0.2317 |  | 4016.0753
9 | 14 | 17 | 556 | 47 | 31.7 | 2.6 | 183.074 | 36.096 | 1268.892 | 1187.67 |  | 1584.4871 | 0.15316 | 0.12366 | 1358.3667 | 0.1313 | 0.10602 |  | 1682.6356
9 | 14 | 18 | 101 | 18 | 30.6 | 2.1 | 19.415 | 30.256 | 140.392 | 82.177 |  | 0 | 0 | 0 | 0 | 0 | 0 |  | 90.9665
9 | 14 | 19 | 0 | 0 | 29.4 | 1.5 | 0 | 29.4 | 0 | 0 |  | 0 | 0 |  | 0 | 0 |  |  | 0
9 | 14 | 20 | 0 | 0 | 28.3 | 1.5 | 0 | 28.3 | 0 | 0 |  | 0 | 0 |  | 0 | 0 |  |  | 0
9 | 14 | 21 | 0 | 0 | 27.8 | 0 | 0 | 27.8 | 0 | 0 |  | 0 | 0 |  | 0 | 0 |  |  | 0
9 | 14 | 22 | 0 | 0 | 27.2 | 0 | 0 | 27.2 | 0 | 0 |  | 0 | 0 |  | 0 | 0 |  |  | 0
9 | 14 | 23 | 0 | 0 | 25.6 | 2.6 | 0 | 25.6 | 0 | 0 |  | 0 | 0 |  | 0 | 0 |  |  | 0
9 | 15 | 0 | 0 | 0 | 24.4 | 2.1 | 0 | 24.4 | 0 | 0 |  | 0 | 0 |  | 0 | 0 |  |  | 0
9 | 15 | 1 | 0 | 0 | 24.4 | 2.1 | 0 | 24.4 | 0 | 0 |  | 0 | 0 |  | 0 | 0 |  |  | 0
9 | 15 | 2 | 0 | 0 | 23.3 | 2.6 | 0 | 23.3 | 0 | 0 |  | 0 | 0 |  | 0 | 0 |  |  | 0
9 | 15 | 3 | 0 | 0 | 22.8 | 0 | 0 | 22.8 | 0 | 0 |  | 0 | 0 |  | 0 | 0 |  |  | 0
9 | 15 | 4 | 0 | 0 | 22.2 | 2.6 | 0 | 22.2 | 0 | 0 |  | 0 | 0 |  | 0 | 0 |  |  | 0
9 | 15 | 5 | 0 | 0 | 21.7 | 3.1 | 0 | 21.7 | 0 | 0 |  | 0 | 0 |  | 0 | 0 |  |  | 0
9 | 15 | 6 | 215 | 22 | 21.7 | 3.1 | 36.412 | 21.077 | 237.458 | 177.435 |  | 0 | 0 | 0 | 0 | 0 | 0 |  | 0
9 | 15 | 7 | 651 | 46 | 23.3 | 2.1 | 243.196 | 28.183 | 1810.737 | 1716.927 |  | 0 | 0 | 0 | 0 | 0 | 0 |  | 709.4188
9 | 15 | 8 | 814 | 68 | 25 | 1.5 | 514.825 | 38.697 | 4094.223 | 3936.366 |  | 4990.269 | 0.28441 | 0.23633 | 4194.1029 | 0.23903 | 0.19862 |  | 2903.1862
9 | 15 | 9 | 890 | 86 | 27.8 | 1.5 | 756.228 | 48.778 | 5925.095 | 5703.049 |  | 9589.8928 | 0.32458 | 0.28155 | 8074.3325 | 0.27328 | 0.23706 |  | 5086.3129
9 | 15 | 10 | 931 | 98 | 31.1 | 2.6 | 943.711 | 53.978 | 7284.612 | 7007.511 |  | 13416.0784 | 0.33846 | 0.29958 | 11597.1726 | 0.29257 | 0.25896 |  | 6825.7087
9 | 15 | 11 | 950 | 105 | 32.2 | 2.1 | 1057.266 | 59.551 | 7991.982 | 7683.743 |  | 15966.8936 | 0.34264 | 0.3064 | 13911.4831 | 0.29853 | 0.26695 |  | 7982.9851
9 | 15 | 12 | 955 | 107 | 33.9 | 2.6 | 1089.771 | 60.61 | 8203.899 | 7886.001 |  | 17060.9104 | 0.34234 | 0.30766 | 14856.9557 | 0.29812 | 0.26792 |  | 8504.9268
9 | 15 | 13 | 946 | 104 | 34.4 | 2.6 | 1037.604 | 60.015 | 7828.129 | 7527.254 |  | 16774.8396 | 0.3426 | 0.30823 | 14619.3372 | 0.29858 | 0.26863 |  | 8348.3352
9 | 15 | 14 | 919 | 96 | 34.4 | 2.1 | 903.266 | 58.32 | 6850.512 | 6591.674 |  | 15052.6423 | 0.34265 | 0.30738 | 13090.1049 | 0.29797 | 0.26731 |  | 7503.3273
9 | 15 | 15 | 874 | 82 | 35.6 | 1.5 | 702.845 | 56.2 | 5336.397 | 5136.237 |  | 11940.4837 | 0.3366 | 0.30017 | 10229.8687 | 0.28838 | 0.25717 |  | 6058.0508
9 | 15 | 16 | 787 | 64 | 35 | 2.1 | 454.344 | 47.3 | 3457.786 | 3319.566 |  | 7672.7032 | 0.31855 | 0.27955 | 6477.7613 | 0.26894 | 0.23601 |  | 4068.1501
9 | 15 | 17 | 589 | 41 | 34.4 | 2.6 | 184.569 | 38.898 | 1253.12 | 1172.25 |  | 1631.787 | 0.14946 | 0.12485 | 1397.338 | 0.12799 | 0.10691 |  | 1723.6602
9 | 15 | 18 | 117 | 17 | 32.8 | 1.5 | 19.371 | 32.578 | 134.233 | 76.131 |  | 0 | 0 | 0 | 0 | 0 | 0 |  | 92.2184
9 | 15 | 19 | 0 | 0 | 31.1 | 1.5 | 0 | 31.1 | 0 | 0 |  | 0 | 0 |  | 0 | 0 |  |  | 0
9 | 15 | 20 | 0 | 0 | 30 | 0 | 0 | 30 | 0 | 0 |  | 0 | 0 |  | 0 | 0 |  |  | 0
9 | 15 | 21 | 0 | 0 | 30 | 0 | 0 | 30 | 0 | 0 |  | 0 | 0 |  | 0 | 0 |  |  | 0
9 | 15 | 22 | 0 | 0 | 28.9 | 0 | 0 | 28.9 | 0 | 0 |  | 0 | 0 |  | 0 | 0 |  |  | 0
9 | 15 | 23 | 0 | 0 | 27.2 | 1 | 0 | 27.2 | 0 | 0 |  | 0 | 0 |  | 0 | 0 |  |  | 0
9 | 16 | 0 | 0 | 0 | 27.2 | 1.5 | 0 | 27.2 | 0 | 0 |  | 0 | 0 |  | 0 | 0 |  |  | 0
9 | 16 | 1 | 0 | 0 | 26.1 | 1.5 | 0 | 26.1 | 0 | 0 |  | 0 | 0 |  | 0 | 0 |  |  | 0
9 | 16 | 2 | 0 | 0 | 25 | 1.5 | 0 | 25 | 0 | 0 |  | 0 | 0 |  | 0 | 0 |  |  | 0
9 | 16 | 3 | 0 | 0 | 23.9 | 1.5 | 0 | 23.9 | 0 | 0 |  | 0 | 0 |  | 0 | 0 |  |  | 0
9 | 16 | 4 | 0 | 0 | 23.9 | 2.1 | 0 | 23.9 | 0 | 0 |  | 0 | 0 |  | 0 | 0 |  |  | 0
9 | 16 | 5 | 0 | 0 | 23.3 | 1.5 | 0 | 23.3 | 0 | 0 |  | 0 | 0 |  | 0 | 0 |  |  | 0
9 | 16 | 6 | 78 | 29 | 22.8 | 2.1 | 32.655 | 22.014 | 254.072 | 193.736 |  | 0 | 0 | 0 | 0 | 0 | 0 |  | 0
9 | 16 | 7 | 371 | 96 | 23.9 | 2.1 | 208.936 | 27.881 | 1632.519 | 1542.96 |  | 0 | 0 | 0 | 0 | 0 | 0 |  | 694.7648
9 | 16 | 8 | 470 | 187 | 27.2 | 2.1 | 449.723 | 37.969 | 3622.516 | 3479.346 |  | 2912.2081 | 0.28638 | 0.14571 | 2443.4959 | 0.24029 | 0.12226 |  | 2580.4884
9 | 16 | 9 | 596 | 233 | 29.4 | 1.5 | 695.211 | 48.532 | 5461.686 | 5256.967 |  | 6438.442 | 0.3247 | 0.20081 | 5420.2422 | 0.27335 | 0.16906 |  | 4561.7111
9 | 16 | 10 | 561 | 271 | 30.6 | 1.5 | 803.441 | 53.273 | 6220.979 | 5987.487 |  | 8096.8401 | 0.33851 | 0.21226 | 7000.9685 | 0.2927 | 0.18353 |  | 5529.4905
9 | 16 | 11 | 585 | 260 | 32.8 | 1.5 | 877.942 | 57.602 | 6688.174 | 6436.002 |  | 9840.7991 | 0.34264 | 0.23225 | 8574.4382 | 0.29855 | 0.20237 |  | 6224.553
9 | 16 | 12 | 497 | 314 | 34.4 | 1 | 858.556 | 61.098 | 6450.703 | 6208.119 |  | 8882.3476 | 0.34233 | 0.20933 | 7734.1798 | 0.29808 | 0.18227 |  | 6153.8414
9 | 16 | 13 | 409 | 264 | 35 | 0 | 696.767 | 62.777 | 5199.184 | 5003.955 |  | 7252.7461 | 0.3426 | 0.20705 | 6320.7973 | 0.29858 | 0.18044 |  | 5072.9346
9 | 16 | 14 | 353 | 330 | 35.6 | 1 | 653.459 | 56.119 | 5003.125 | 4814.831 |  | 5779.451 | 0.34265 | 0.16903 | 5025.8394 | 0.29797 | 0.14699 |  | 4838.1775
9 | 16 | 15 | 587 | 192 | 36.1 | 1.5 | 618.785 | 53.772 | 4752.917 | 4573.282 |  | 8010.2988 | 0.33655 | 0.23642 | 6861.7244 | 0.28829 | 0.20252 |  | 4974.4446
9 | 16 | 16 | 10 | 151 | 35 | 1.5 | 142.704 | 39.902 | 1161.345 | 1082.503 |  | 97.2504 | 0.31836 | 0.011812 | 82.091 | 0.26873 | 0.009971 |  | 1025.0187
9 | 16 | 17 | 24 | 91 | 34.4 | 1 | 90.356 | 36.34 | 735.622 | 665.814 |  | 64.5952 | 0.14576 | 0.012373 | 55.2478 | 0.12467 | 0.010583 |  | 588.7293
9 | 16 | 18 | 14 | 27 | 33.3 | 0 | 23.859 | 32.936 | 196.038 | 136.79 |  | 0 | 0 | 0 | 0 | 0 | 0 |  | 83.7081
9 | 16 | 19 | 0 | 0 | 31.7 | 0 | 0 | 31.7 | 0 | 0 |  | 0 | 0 |  | 0 | 0 |  |  | 0
9 | 16 | 20 | 0 | 0 | 30 | 0 | 0 | 30 | 0 | 0 |  | 0 | 0 |  | 0 | 0 |  |  | 0
9 | 16 | 21 | 0 | 0 | 28.9 | 0 | 0 | 28.9 | 0 | 0 |  | 0 | 0 |  | 0 | 0 |  |  | 0
9 | 16 | 22 | 0 | 0 | 28.3 | 0 | 0 | 28.3 | 0 | 0 |  | 0 | 0 |  | 0 | 0 |  |  | 0
9 | 16 | 23 | 0 | 0 | 27.2 | 1.5 | 0 | 27.2 | 0 | 0 |  | 0 | 0 |  | 0 | 0 |  |  | 0
9 | 17 | 0 | 0 | 0 | 26.7 | 0 | 0 | 26.7 | 0 | 0 |  | 0 | 0 |  | 0 | 0 |  |  | 0
9 | 17 | 1 | 0 | 0 | 26.1 | 0 | 0 | 26.1 | 0 | 0 |  | 0 | 0 |  | 0 | 0 |  |  | 0
9 | 17 | 2 | 0 | 0 | 26.1 | 1.5 | 0 | 26.1 | 0 | 0 |  | 0 | 0 |  | 0 | 0 |  |  | 0
9 | 17 | 3 | 0 | 0 | 25.6 | 1.5 | 0 | 25.6 | 0 | 0 |  | 0 | 0 |  | 0 | 0 |  |  | 0
9 | 17 | 4 | 0 | 0 | 23.9 | 2.6 | 0 | 23.9 | 0 | 0 |  | 0 | 0 |  | 0 | 0 |  |  | 0
9 | 17 | 5 | 0 | 0 | 23.9 | 2.1 | 0 | 23.9 | 0 | 0 |  | 0 | 0 |  | 0 | 0 |  |  | 0
9 | 17 | 6 | 50 | 38 | 23.9 | 2.1 | 38.471 | 23.32 | 313.378 | 251.917 |  | 0 | 0 | 0 | 0 | 0 | 0 |  | 0
9 | 17 | 7 | 319 | 109 | 24.4 | 1.5 | 203.302 | 28.623 | 1601.398 | 1512.57 |  | 0 | 0 | 0 | 0 | 0 | 0 |  | 712.0491
9 | 17 | 8 | 248 | 167 | 25.6 | 1.5 | 304.74 | 33.347 | 2507.157 | 2395.698 |  | 1552.3519 | 0.28824 | 0.10968 | 1300.3722 | 0.24145 | 0.091879 |  | 1781.0384
9 | 17 | 9 | 599 | 210 | 27.8 | 1.5 | 675.442 | 45.971 | 5357.634 | 5156.705 |  | 6487.0064 | 0.32481 | 0.20928 | 5460.5088 | 0.27341 | 0.17616 |  | 4433.9685
9 | 17 | 10 | 508 | 292 | 30 | 1.5 | 778.605 | 51.998 | 6058.918 | 5831.733 |  | 7342.9529 | 0.33856 | 0.19836 | 6350.7333 | 0.29281 | 0.17155 |  | 5322.2106
9 | 17 | 11 | 544 | 308 | 31.1 | 1 | 884.527 | 58.311 | 6719.541 | 6466.088 |  | 9158.6292 | 0.34264 | 0.21349 | 7980.4098 | 0.29856 | 0.18602 |  | 6234.1318
9 | 17 | 12 | 619 | 324 | 32.8 | 2.1 | 993.165 | 58.487 | 7540.127 | 7251.975 |  | 11066.6697 | 0.34232 | 0.2243 | 9635.2863 | 0.29804 | 0.19529 |  | 7218.2555
9 | 17 | 13 | 378 | 252 | 33.9 | 2.1 | 654.414 | 51.841 | 5098.547 | 4906.894 |  | 6702.9113 | 0.3426 | 0.20439 | 5841.6134 | 0.29858 | 0.17813 |  | 4741.8936
9 | 17 | 14 | 465 | 243 | 35 | 2.1 | 672.604 | 52.457 | 5222.412 | 5026.353 |  | 7609.5386 | 0.34264 | 0.21763 | 6617.157 | 0.29796 | 0.18925 |  | 5091.585
9 | 17 | 15 | 588 | 186 | 35 | 2.6 | 613.14 | 50.094 | 4776.39 | 4595.952 |  | 8014.2398 | 0.33649 | 0.23865 | 6864.0668 | 0.2882 | 0.2044 |  | 4936.7657
9 | 17 | 16 | 624 | 133 | 34.4 | 2.1 | 445.091 | 46.224 | 3427.038 | 3289.732 |  | 6052.848 | 0.31816 | 0.23274 | 5108.3707 | 0.26851 | 0.19642 |  | 3745.8859
9 | 17 | 17 | 346 | 75 | 32.8 | 3.1 | 157.906 | 36.34 | 1150.896 | 1072.284 |  | 904.1451 | 0.14208 | 0.08777 | 772.3231 | 0.12136 | 0.074973 |  | 1298.686
9 | 17 | 18 | 31 | 15 | 31.1 | 2.6 | 14.778 | 30.582 | 116.666 | 58.888 |  | 0 | 0 | 0 | 0 | 0 | 0 |  | 53.8368
9 | 17 | 19 | 0 | 0 | 30 | 2.1 | 0 | 30 | 0 | 0 |  | 0 | 0 |  | 0 | 0 |  |  | 0
9 | 17 | 20 | 0 | 0 | 28.9 | 1.5 | 0 | 28.9 | 0 | 0 |  | 0 | 0 |  | 0 | 0 |  |  | 0
9 | 17 | 21 | 0 | 0 | 28.3 | 1.5 | 0 | 28.3 | 0 | 0 |  | 0 | 0 |  | 0 | 0 |  |  | 0
9 | 17 | 22 | 0 | 0 | 26.1 | 2.1 | 0 | 26.1 | 0 | 0 |  | 0 | 0 |  | 0 | 0 |  |  | 0
9 | 17 | 23 | 0 | 0 | 25 | 3.6 | 0 | 25 | 0 | 0 |  | 0 | 0 |  | 0 | 0 |  |  | 0
9 | 18 | 0 | 0 | 0 | 24.4 | 2.1 | 0 | 24.4 | 0 | 0 |  | 0 | 0 |  | 0 | 0 |  |  | 0
9 | 18 | 1 | 0 | 0 | 24.4 | 2.1 | 0 | 24.4 | 0 | 0 |  | 0 | 0 |  | 0 | 0 |  |  | 0
9 | 18 | 2 | 0 | 0 | 23.3 | 2.1 | 0 | 23.3 | 0 | 0 |  | 0 | 0 |  | 0 | 0 |  |  | 0
9 | 18 | 3 | 0 | 0 | 22.8 | 1.5 | 0 | 22.8 | 0 | 0 |  | 0 | 0 |  | 0 | 0 |  |  | 0
9 | 18 | 4 | 0 | 0 | 22.2 | 2.1 | 0 | 22.2 | 0 | 0 |  | 0 | 0 |  | 0 | 0 |  |  | 0
9 | 18 | 5 | 0 | 0 | 22.2 | 2.1 | 0 | 22.2 | 0 | 0 |  | 0 | 0 |  | 0 | 0 |  |  | 0
9 | 18 | 6 | 167 | 23 | 22.2 | 3.1 | 35.458 | 21.555 | 241.865 | 181.759 |  | 0 | 0 | 0 | 0 | 0 | 0 |  | 0
9 | 18 | 7 | 583 | 50 | 23.3 | 2.1 | 230.931 | 27.858 | 1738.405 | 1646.333 |  | 0 | 0 | 0 | 0 | 0 | 0 |  | 696.6049
9 | 18 | 8 | 769 | 74 | 26.7 | 2.6 | 501.534 | 38.115 | 4003.139 | 3848.177 |  | 4860.4155 | 0.29 | 0.23542 | 4064.9585 | 0.24253 | 0.1969 |  | 2835.9057
9 | 18 | 9 | 849 | 93 | 26.7 | 2.6 | 737.424 | 44.357 | 5877.131 | 5656.912 |  | 9216.7877 | 0.32492 | 0.27721 | 7757.5631 | 0.27348 | 0.23332 |  | 4954.8332
9 | 18 | 10 | 899 | 106 | 30 | 2.6 | 927.136 | 52.494 | 7198.484 | 6925.058 |  | 13013.6153 | 0.33861 | 0.29578 | 11257.8672 | 0.29293 | 0.25588 |  | 6692.186
9 | 18 | 11 | 920 | 114 | 31.7 | 2.6 | 1039.837 | 57.102 | 7936.996 | 7631.239 |  | 15500.851 | 0.34263 | 0.3026 | 13507.2487 | 0.29857 | 0.26368 |  | 7830.9135
9 | 18 | 12 | 924 | 116 | 33.3 | 2.1 | 1069.436 | 61.121 | 8034.384 | 7724.225 |  | 16524.7669 | 0.34231 | 0.30396 | 14386.2386 | 0.29801 | 0.26462 |  | 8321.1206
9 | 18 | 13 | 921 | 112 | 34.4 | 3.1 | 1022.149 | 58.359 | 7762.443 | 7464.495 |  | 16330.6835 | 0.34261 | 0.30498 | 14232.2474 | 0.29858 | 0.26579 |  | 8199.1166
9 | 18 | 14 | 901 | 104 | 33.9 | 2.1 | 895.406 | 57.616 | 6809.745 | 6552.589 |  | 14736.7808 | 0.34264 | 0.30404 | 12814.6411 | 0.29795 | 0.26439 |  | 7412.7122
9 | 18 | 15 | 848 | 89 | 34.4 | 2.1 | 694.597 | 53.032 | 5339.39 | 5139.121 |  | 11543.2946 | 0.33644 | 0.29611 | 9885.1223 | 0.28811 | 0.25357 |  | 5922.893
9 | 18 | 16 | 608 | 83 | 34.4 | 1.5 | 387.014 | 46.161 | 2967.714 | 2843.674 |  | 5882.0659 | 0.31795 | 0.25734 | 4963.1807 | 0.26828 | 0.21714 |  | 3341.4788
9 | 18 | 17 | 526 | 44 | 33.9 | 2.1 | 170.603 | 38.196 | 1167.484 | 1088.508 |  | 1333.7712 | 0.13842 | 0.11165 | 1137.7844 | 0.11808 | 0.095244 |  | 1560.9793
9 | 18 | 18 | 75 | 15 | 32.8 | 1.5 | 16.625 | 32.446 | 119.597 | 61.765 |  | 0 | 0 | 0 | 0 | 0 | 0 |  | 67.6094
9 | 18 | 19 | 0 | 0 | 31.1 | 1.5 | 0 | 31.1 | 0 | 0 |  | 0 | 0 |  | 0 | 0 |  |  | 0
9 | 18 | 20 | 0 | 0 | 30.6 | 0 | 0 | 30.6 | 0 | 0 |  | 0 | 0 |  | 0 | 0 |  |  | 0
9 | 18 | 21 | 0 | 0 | 30 | 1.5 | 0 | 30 | 0 | 0 |  | 0 | 0 |  | 0 | 0 |  |  | 0
9 | 18 | 22 | 0 | 0 | 28.9 | 0 | 0 | 28.9 | 0 | 0 |  | 0 | 0 |  | 0 | 0 |  |  | 0
9 | 18 | 23 | 0 | 0 | 27.2 | 1.5 | 0 | 27.2 | 0 | 0 |  | 0 | 0 |  | 0 | 0 |  |  | 0
9 | 19 | 0 | 0 | 0 | 26.7 | 2.6 | 0 | 26.7 | 0 | 0 |  | 0 | 0 |  | 0 | 0 |  |  | 0
9 | 19 | 1 | 0 | 0 | 26.1 | 2.1 | 0 | 26.1 | 0 | 0 |  | 0 | 0 |  | 0 | 0 |  |  | 0
9 | 19 | 2 | 0 | 0 | 26.1 | 2.1 | 0 | 26.1 | 0 | 0 |  | 0 | 0 |  | 0 | 0 |  |  | 0
9 | 19 | 3 | 0 | 0 | 25.6 | 2.6 | 0 | 25.6 | 0 | 0 |  | 0 | 0 |  | 0 | 0 |  |  | 0
9 | 19 | 4 | 0 | 0 | 23.9 | 3.1 | 0 | 23.9 | 0 | 0 |  | 0 | 0 |  | 0 | 0 |  |  | 0
9 | 19 | 5 | 0 | 0 | 23.9 | 2.1 | 0 | 23.9 | 0 | 0 |  | 0 | 0 |  | 0 | 0 |  |  | 0
9 | 19 | 6 | 237 | 19 | 23.3 | 2.1 | 38.676 | 22.682 | 238.958 | 178.907 |  | 0 | 0 | 0 | 0 | 0 | 0 |  | 0
9 | 19 | 7 | 678 | 39 | 26.7 | 1.5 | 248.295 | 32.255 | 1821.554 | 1727.483 |  | 0 | 0 | 0 | 0 | 0 | 0 |  | 740.3708
9 | 19 | 8 | 830 | 58 | 28.9 | 1.5 | 515.934 | 42.614 | 4045.379 | 3889.078 |  | 5294.6102 | 0.29165 | 0.24975 | 4421.2132 | 0.24354 | 0.20856 |  | 2939.568
9 | 19 | 9 | 904 | 73 | 30.6 | 1.5 | 757.587 | 51.531 | 5874.265 | 5654.155 |  | 9837.0609 | 0.32502 | 0.28849 | 8278.9308 | 0.27354 | 0.2428 |  | 5115.8793
9 | 19 | 10 | 943 | 84 | 32.8 | 1.5 | 943.574 | 59.102 | 7138.514 | 6867.631 |  | 13669.6533 | 0.33866 | 0.3053 | 11828.1024 | 0.29303 | 0.26417 |  | 6846.9407
9 | 19 | 11 | 960 | 90 | 33.9 | 1.5 | 1054.01 | 63.412 | 7844.982 | 7543.354 |  | 16186.5324 | 0.34263 | 0.31148 | 14105.1984 | 0.29857 | 0.27143 |  | 7983.4329
9 | 19 | 12 | 975 | 91 | 35 | 1.5 | 1094.326 | 65.742 | 8069.183 | 7757.442 |  | 17441.6223 | 0.3423 | 0.31295 | 15183.3214 | 0.29798 | 0.27243 |  | 8572.9649
9 | 19 | 13 | 967 | 89 | 36.1 | 1 | 1041.677 | 68.152 | 7603.712 | 7312.776 |  | 17144.4981 | 0.34261 | 0.31335 | 14941.4734 | 0.29858 | 0.27309 |  | 8416.6913
9 | 19 | 14 | 945 | 81 | 36.7 | 3.1 | 907.692 | 58.108 | 6889.259 | 6628.818 |  | 15447.6074 | 0.34264 | 0.31311 | 13432.4591 | 0.29794 | 0.27226 |  | 7583.1941
9 | 19 | 15 | 902 | 69 | 37.2 | 2.1 | 705.149 | 56.06 | 5354.164 | 5153.36 |  | 12262.0815 | 0.33637 | 0.30597 | 10499.0097 | 0.28801 | 0.26197 |  | 6122.7631
9 | 19 | 16 | 813 | 53 | 36.7 | 2.1 | 449.694 | 48.894 | 3392.082 | 3255.81 |  | 7843.9682 | 0.31774 | 0.28555 | 6617.0173 | 0.26804 | 0.24089 |  | 4083.7525
9 | 19 | 17 | 614 | 34 | 36.1 | 2.1 | 180.03 | 40.876 | 1193.443 | 1113.895 |  | 1510.0497 | 0.13479 | 0.11627 | 1286.3611 | 0.11482 | 0.099044 |  | 1713.2204
9 | 19 | 18 | 117 | 13 | 33.9 | 0 | 17.174 | 34.521 | 111.482 | 53.8 |  | 0 | 0 | 0 | 0 | 0 | 0 |  | 74.2853
9 | 19 | 19 | 0 | 0 | 32.2 | 0 | 0 | 32.2 | 0 | 0 |  | 0 | 0 |  | 0 | 0 |  |  | 0
9 | 19 | 20 | 0 | 0 | 31.1 | 0 | 0 | 31.1 | 0 | 0 |  | 0 | 0 |  | 0 | 0 |  |  | 0
9 | 19 | 21 | 0 | 0 | 30 | 0 | 0 | 30 | 0 | 0 |  | 0 | 0 |  | 0 | 0 |  |  | 0
9 | 19 | 22 | 0 | 0 | 28.9 | 0 | 0 | 28.9 | 0 | 0 |  | 0 | 0 |  | 0 | 0 |  |  | 0
9 | 19 | 23 | 0 | 0 | 27.8 | 2.1 | 0 | 27.8 | 0 | 0 |  | 0 | 0 |  | 0 | 0 |  |  | 0
9 | 20 | 0 | 0 | 0 | 27.2 | 2.1 | 0 | 27.2 | 0 | 0 |  | 0 | 0 |  | 0 | 0 |  |  | 0
9 | 20 | 1 | 0 | 0 | 26.7 | 2.1 | 0 | 26.7 | 0 | 0 |  | 0 | 0 |  | 0 | 0 |  |  | 0
9 | 20 | 2 | 0 | 0 | 25 | 2.6 | 0 | 25 | 0 | 0 |  | 0 | 0 |  | 0 | 0 |  |  | 0
9 | 20 | 3 | 0 | 0 | 23.9 | 2.1 | 0 | 23.9 | 0 | 0 |  | 0 | 0 |  | 0 | 0 |  |  | 0
9 | 20 | 4 | 0 | 0 | 23.3 | 2.1 | 0 | 23.3 | 0 | 0 |  | 0 | 0 |  | 0 | 0 |  |  | 0
9 | 20 | 5 | 0 | 0 | 23.3 | 2.1 | 0 | 23.3 | 0 | 0 |  | 0 | 0 |  | 0 | 0 |  |  | 0
9 | 20 | 6 | 135 | 24 | 23.3 | 3.1 | 35.223 | 22.685 | 249.41 | 189.162 |  | 0 | 0 | 0 | 0 | 0 | 0 |  | 0
9 | 20 | 7 | 564 | 55 | 25.6 | 3.1 | 232.462 | 29.742 | 1749.085 | 1656.757 |  | 0 | 0 | 0 | 0 | 0 | 0 |  | 717.881
9 | 20 | 8 | 754 | 82 | 27.8 | 2.1 | 504.686 | 40.023 | 4004.508 | 3849.503 |  | 4852.2375 | 0.29319 | 0.23267 | 4045.7231 | 0.24446 | 0.194 |  | 2859.5621
9 | 20 | 9 | 838 | 103 | 30 | 1.5 | 747.65 | 50.656 | 5819.247 | 5601.223 |  | 9139.783 | 0.32513 | 0.27267 | 7691.556 | 0.27361 | 0.22947 |  | 4983.2853
9 | 20 | 10 | 887 | 118 | 32.8 | 1.5 | 931.246 | 58.765 | 7055.123 | 6787.757 |  | 12875.16 | 0.3387 | 0.29124 | 11143.0479 | 0.29314 | 0.25206 |  | 6707.3724
9 | 20 | 11 | 898 | 135 | 33.9 | 1.5 | 1041.751 | 63.078 | 7764.301 | 7466.271 |  | 15151.3813 | 0.34263 | 0.2953 | 13203.5042 | 0.29858 | 0.25734 |  | 7811.9903
9 | 20 | 12 | 911 | 138 | 36.1 | 1.5 | 1080.218 | 66.402 | 7943.694 | 7637.636 |  | 16300.5008 | 0.34229 | 0.29709 | 14189.0457 | 0.29795 | 0.25861 |  | 8366.0256
9 | 20 | 13 | 914 | 124 | 37.8 | 2.6 | 1028.097 | 63.06 | 7662.171 | 7368.663 |  | 16202.3692 | 0.34261 | 0.30115 | 14120.3766 | 0.29859 | 0.26246 |  | 8220.6313
9 | 20 | 14 | 876 | 123 | 37.8 | 3.1 | 900.981 | 59.013 | 6814.529 | 6557.177 |  | 14310.8156 | 0.34264 | 0.29676 | 12443.6886 | 0.29793 | 0.25804 |  | 7345.3615
9 | 20 | 15 | 812 | 113 | 37.8 | 2.1 | 694.14 | 56.372 | 5268.075 | 5070.378 |  | 11023.3232 | 0.33631 | 0.28477 | 9436.8625 | 0.2879 | 0.24378 |  | 5843.4241
9 | 20 | 16 | 558 | 130 | 36.1 | 1.5 | 406.113 | 48.366 | 3101.906 | 2974.064 |  | 5368.674 | 0.31751 | 0.22621 | 4527.7 | 0.26778 | 0.19077 |  | 3402.9251
9 | 20 | 17 | 259 | 77 | 36.7 | 1.5 | 136.2 | 40.719 | 993.137 | 917.938 |  | 617.5627 | 0.13122 | 0.070588 | 525.3216 | 0.11162 | 0.060045 |  | 1081.2074
9 | 20 | 18 | 31 | 16 | 35 | 1.5 | 15.792 | 34.596 | 122.736 | 64.846 |  | 0 | 0 | 0 | 0 | 0 | 0 |  | 54.2278
9 | 20 | 19 | 0 | 0 | 32.8 | 0 | 0 | 32.8 | 0 | 0 |  | 0 | 0 |  | 0 | 0 |  |  | 0
9 | 20 | 20 | 0 | 0 | 31.7 | 0 | 0 | 31.7 | 0 | 0 |  | 0 | 0 |  | 0 | 0 |  |  | 0
9 | 20 | 21 | 0 | 0 | 31.1 | 1.5 | 0 | 31.1 | 0 | 0 |  | 0 | 0 |  | 0 | 0 |  |  | 0
9 | 20 | 22 | 0 | 0 | 30.6 | 1.5 | 0 | 30.6 | 0 | 0 |  | 0 | 0 |  | 0 | 0 |  |  | 0
9 | 20 | 23 | 0 | 0 | 30.6 | 0 | 0 | 30.6 | 0 | 0 |  | 0 | 0 |  | 0 | 0 |  |  | 0
9 | 21 | 0 | 0 | 0 | 28.9 | 0 | 0 | 28.9 | 0 | 0 |  | 0 | 0 |  | 0 | 0 |  |  | 0
9 | 21 | 1 | 0 | 0 | 27.8 | 1.5 | 0 | 27.8 | 0 | 0 |  | 0 | 0 |  | 0 | 0 |  |  | 0
9 | 21 | 2 | 0 | 0 | 27.2 | 1.5 | 0 | 27.2 | 0 | 0 |  | 0 | 0 |  | 0 | 0 |  |  | 0
9 | 21 | 3 | 0 | 0 | 27.2 | 0 | 0 | 27.2 | 0 | 0 |  | 0 | 0 |  | 0 | 0 |  |  | 0
9 | 21 | 4 | 0 | 0 | 26.7 | 0 | 0 | 26.7 | 0 | 0 |  | 0 | 0 |  | 0 | 0 |  |  | 0
9 | 21 | 5 | 0 | 0 | 26.1 | 0 | 0 | 26.1 | 0 | 0 |  | 0 | 0 |  | 0 | 0 |  |  | 0
9 | 21 | 6 | 5 | 27 | 25.6 | 0 | 24.528 | 23.711 | 209.787 | 150.282 |  | 0 | 0 | 0 | 0 | 0 | 0 |  | 0
9 | 21 | 7 | 208 | 109 | 26.7 | 1.5 | 173.396 | 30.066 | 1385.222 | 1301.382 |  | 0 | 0 | 0 | 0 | 0 | 0 |  | 640.3142
9 | 21 | 8 | 388 | 199 | 30 | 2.1 | 416.444 | 39.837 | 3340.419 | 3205.67 |  | 2517.8445 | 0.29464 | 0.13257 | 2096.301 | 0.24531 | 0.11037 |  | 2433.3797
9 | 21 | 9 | 538 | 194 | 31.7 | 2.6 | 618.316 | 46.314 | 4899.372 | 4714.694 |  | 5880.8248 | 0.32522 | 0.20804 | 4948.7128 | 0.27367 | 0.17507 |  | 4043.0991
9 | 21 | 10 | 487 | 267 | 33.3 | 2.1 | 738.288 | 52.263 | 5739.464 | 5524.447 |  | 7078.0927 | 0.33875 | 0.20274 | 6127.111 | 0.29323 | 0.1755 |  | 5033.0437
9 | 21 | 11 | 551 | 326 | 33.9 | 1.5 | 913.488 | 59.347 | 6911.107 | 6649.759 |  | 9302.4839 | 0.34263 | 0.21015 | 8106.7224 | 0.29859 | 0.18314 |  | 6420.2486
9 | 21 | 12 | 674 | 325 | 35 | 1 | 1052.454 | 66.809 | 7726.643 | 7430.284 |  | 12062.1228 | 0.34229 | 0.23062 | 10499.1265 | 0.29793 | 0.20074 |  | 7679.9871
9 | 21 | 13 | 500 | 388 | 35.6 | 1.5 | 913.113 | 61.892 | 6837.889 | 6579.574 |  | 8861.694 | 0.34262 | 0.19167 | 7722.9454 | 0.29859 | 0.16704 |  | 6635.3695
9 | 21 | 14 | 425 | 351 | 36.1 | 3.1 | 739.172 | 53.638 | 5713.959 | 5499.898 |  | 6938.4034 | 0.34263 | 0.17939 | 6033.022 | 0.29792 | 0.15598 |  | 5506.6403
9 | 21 | 15 | 336 | 289 | 35 | 2.1 | 534.899 | 49.363 | 4188.153 | 4027.281 |  | 4554.808 | 0.33623 | 0.1586 | 3898.6614 | 0.2878 | 0.13575 |  | 4023.9613
9 | 21 | 16 | 71 | 160 | 35 | 1.5 | 186.529 | 40.81 | 1501.549 | 1415.045 |  | 681.1584 | 0.31728 | 0.064584 | 574.2884 | 0.2675 | 0.054451 |  | 1360.7542
9 | 21 | 17 | 119 | 88 | 34.4 | 1.5 | 112.796 | 36.901 | 876.503 | 803.773 |  | 275.0171 | 0.12771 | 0.040602 | 233.5939 | 0.10847 | 0.034487 |  | 798.5876
9 | 21 | 18 | 3 | 12 | 33.3 | 2.1 | 10.798 | 32.621 | 89.532 | 32.251 |  | 0 | 0 | 0 | 0 | 0 | 0 |  | 33.8965
9 | 21 | 19 | 0 | 0 | 33.3 | 2.1 | 0 | 33.3 | 0 | 0 |  | 0 | 0 |  | 0 | 0 |  |  | 0
9 | 21 | 20 | 0 | 0 | 28.3 | 7.2 | 0 | 28.3 | 0 | 0 |  | 0 | 0 |  | 0 | 0 |  |  | 0
9 | 21 | 21 | 0 | 0 | 28.3 | 5.2 | 0 | 28.3 | 0 | 0 |  | 0 | 0 |  | 0 | 0 |  |  | 0
9 | 21 | 22 | 0 | 0 | 28.3 | 4.1 | 0 | 28.3 | 0 | 0 |  | 0 | 0 |  | 0 | 0 |  |  | 0
9 | 21 | 23 | 0 | 0 | 27.8 | 4.1 | 0 | 27.8 | 0 | 0 |  | 0 | 0 |  | 0 | 0 |  |  | 0
9 | 22 | 0 | 0 | 0 | 27.2 | 2.1 | 0 | 27.2 | 0 | 0 |  | 0 | 0 |  | 0 | 0 |  |  | 0
9 | 22 | 1 | 0 | 0 | 27.2 | 2.1 | 0 | 27.2 | 0 | 0 |  | 0 | 0 |  | 0 | 0 |  |  | 0
9 | 22 | 2 | 0 | 0 | 26.7 | 1.5 | 0 | 26.7 | 0 | 0 |  | 0 | 0 |  | 0 | 0 |  |  | 0
9 | 22 | 3 | 0 | 0 | 26.1 | 0 | 0 | 26.1 | 0 | 0 |  | 0 | 0 |  | 0 | 0 |  |  | 0
9 | 22 | 4 | 0 | 0 | 25 | 1.5 | 0 | 25 | 0 | 0 |  | 0 | 0 |  | 0 | 0 |  |  | 0
9 | 22 | 5 | 0 | 0 | 24.4 | 1.5 | 0 | 24.4 | 0 | 0 |  | 0 | 0 |  | 0 | 0 |  |  | 0
9 | 22 | 6 | 29 | 36 | 25.6 | 2.6 | 35.599 | 25.006 | 293.805 | 232.717 |  | 0 | 0 | 0 | 0 | 0 | 0 |  | 0
9 | 22 | 7 | 356 | 93 | 27.8 | 2.6 | 207.06 | 31.588 | 1604.843 | 1515.934 |  | 0 | 0 | 0 | 0 | 0 | 0 |  | 709.4385
9 | 22 | 8 | 542 | 129 | 30 | 4.1 | 437.399 | 38.524 | 3506.877 | 3367.192 |  | 3545.1965 | 0.296 | 0.18908 | 2947.5523 | 0.2461 | 0.15721 |  | 2498.1501
9 | 22 | 9 | 698 | 137 | 31.7 | 2.6 | 684.776 | 47.905 | 5389.527 | 5187.439 |  | 7646.1696 | 0.32532 | 0.24909 | 6433.9815 | 0.27374 | 0.2096 |  | 4501.5072
9 | 22 | 10 | 506 | 282 | 33.3 | 3.1 | 771.734 | 51.099 | 6026.558 | 5800.62 |  | 7363.2665 | 0.33879 | 0.20152 | 6375.1815 | 0.29333 | 0.17448 |  | 5263.8502
9 | 22 | 11 | 193 | 403 | 30.6 | 2.1 | 612.026 | 46.978 | 4858.372 | 4675.114 |  | 3260.2727 | 0.34263 | 0.10629 | 2841.2388 | 0.29859 | 0.09263 |  | 4178.8252
9 | 22 | 12 | 753 | 188 | 33.9 | 2.6 | 993.502 | 57.475 | 7572.959 | 7283.372 |  | 13477.8501 | 0.34228 | 0.27368 | 11730.931 | 0.29792 | 0.23821 |  | 7411.2153
9 | 22 | 13 | 645 | 227 | 35 | 2.1 | 893.788 | 58.566 | 6782.329 | 6526.302 |  | 11428.8144 | 0.34262 | 0.25243 | 9960.128 | 0.29859 | 0.21999 |  | 6730.8017
9 | 22 | 14 | 678 | 174 | 36.1 | 2.1 | 789.303 | 56.932 | 6020.242 | 5794.548 |  | 11060.8965 | 0.34263 | 0.26706 | 9617.3784 | 0.29791 | 0.23221 |  | 6204.2591
9 | 22 | 15 | 91 | 240 | 35 | 2.1 | 295.99 | 43.634 | 2373.995 | 2266.038 |  | 1231.7492 | 0.33616 | 0.075734 | 1054.1388 | 0.28769 | 0.064814 |  | 2163.0069
9 | 22 | 16 | 9 | 121 | 29.4 | 7.2 | 114.324 | 30.672 | 961.84 | 887.308 |  | 86.0913 | 0.31704 | 0.012997 | 72.5603 | 0.26721 | 0.010954 |  | 824.0932
9 | 22 | 17 | 1 | 44 | 26.1 | 10.3 | 39.472 | 25.956 | 337.856 | 275.928 |  | 2.2396 | 0.12428 | 0.000962 | 1.8994 | 0.1054 | 0.00081588 |  | 256.0121
9 | 22 | 18 | 1 | 8 | 21.7 | 4.1 | 7.385 | 20.548 | 64.194 | 7.376 |  | 0 | 0 | 0 | 0 | 0 | 0 |  | 22.006
9 | 22 | 19 | 0 | 0 | 21.7 | 5.2 | 0 | 21.7 | 0 | 0 |  | 0 | 0 |  | 0 | 0 |  |  | 0
9 | 22 | 20 | 0 | 0 | 22.2 | 5.2 | 0 | 22.2 | 0 | 0 |  | 0 | 0 |  | 0 | 0 |  |  | 0
9 | 22 | 21 | 0 | 0 | 22.2 | 5.2 | 0 | 22.2 | 0 | 0 |  | 0 | 0 |  | 0 | 0 |  |  | 0
9 | 22 | 22 | 0 | 0 | 22.2 | 4.1 | 0 | 22.2 | 0 | 0 |  | 0 | 0 |  | 0 | 0 |  |  | 0
9 | 22 | 23 | 0 | 0 | 21.7 | 1.5 | 0 | 21.7 | 0 | 0 |  | 0 | 0 |  | 0 | 0 |  |  | 0
9 | 23 | 0 | 0 | 0 | 21.1 | 0 | 0 | 21.1 | 0 | 0 |  | 0 | 0 |  | 0 | 0 |  |  | 0
9 | 23 | 1 | 0 | 0 | 21.7 | 0 | 0 | 21.7 | 0 | 0 |  | 0 | 0 |  | 0 | 0 |  |  | 0
9 | 23 | 2 | 0 | 0 | 20.6 | 1.5 | 0 | 20.6 | 0 | 0 |  | 0 | 0 |  | 0 | 0 |  |  | 0
9 | 23 | 3 | 0 | 0 | 20.6 | 0 | 0 | 20.6 | 0 | 0 |  | 0 | 0 |  | 0 | 0 |  |  | 0
9 | 23 | 4 | 0 | 0 | 20.6 | 0 | 0 | 20.6 | 0 | 0 |  | 0 | 0 |  | 0 | 0 |  |  | 0
9 | 23 | 5 | 0 | 0 | 21.7 | 2.1 | 0 | 21.7 | 0 | 0 |  | 0 | 0 |  | 0 | 0 |  |  | 0
9 | 23 | 6 | 11 | 24 | 22.8 | 2.1 | 22.871 | 21.709 | 194.146 | 134.934 |  | 0 | 0 | 0 | 0 | 0 | 0 |  | 0
9 | 23 | 7 | 92 | 121 | 23.3 | 2.1 | 144.378 | 25.529 | 1203.908 | 1124.129 |  | 0 | 0 | 0 | 0 | 0 | 0 |  | 596.2555
9 | 23 | 8 | 270 | 174 | 23.9 | 3.1 | 328.501 | 30.522 | 2731.435 | 2613.939 |  | 1779.3922 | 0.29726 | 0.11768 | 1477.4637 | 0.24682 | 0.09771 |  | 1918.7082
9 | 23 | 9 | 90 | 162 | 24.4 | 2.6 | 230.335 | 29.495 | 1945.965 | 1848.858 |  | 987.9417 | 0.32541 | 0.085603 | 831.2948 | 0.27381 | 0.072029 |  | 1527.4424
9 | 23 | 10 | 227 | 188 | 22.2 | 6.7 | 407.215 | 28.168 | 3461.249 | 3322.926 |  | 3307.1388 | 0.33883 | 0.16847 | 2863.8576 | 0.29342 | 0.14589 |  | 2772.6095
9 | 23 | 11 | 560 | 298 | 26.1 | 5.2 | 894.949 | 42.572 | 7222.714 | 6948.256 |  | 9464.8023 | 0.34262 | 0.21874 | 8248.4254 | 0.29859 | 0.19063 |  | 6307.3602
9 | 23 | 12 | 516 | 288 | 28.3 | 3.1 | 854.669 | 48.462 | 6746.583 | 6492.024 |  | 9236.7088 | 0.34228 | 0.21937 | 8039.279 | 0.29791 | 0.19093 |  | 6142.5316
9 | 23 | 13 | 629 | 271 | 30.6 | 2.1 | 921.956 | 54.63 | 7105.341 | 6835.86 |  | 11142.0997 | 0.34262 | 0.23835 | 9710.1743 | 0.29859 | 0.20772 |  | 6893.897
9 | 23 | 14 | 685 | 199 | 31.7 | 1 | 820.941 | 57.699 | 6242.815 | 6008.467 |  | 11166.6042 | 0.34262 | 0.25945 | 9709.104 | 0.2979 | 0.22559 |  | 6419.3579
9 | 23 | 15 | 569 | 174 | 31.1 | 1.5 | 586.059 | 48.558 | 4590.532 | 4416.403 |  | 7689.8769 | 0.33608 | 0.24019 | 6579.9876 | 0.28757 | 0.20552 |  | 4709.9136
9 | 23 | 16 | 541 | 112 | 31.7 | 0 | 378.372 | 48.405 | 2883.772 | 2762.079 |  | 5159.5573 | 0.31679 | 0.23276 | 4347.0584 | 0.26691 | 0.19611 |  | 3189.4434
9 | 23 | 17 | 205 | 58 | 31.7 | 2.6 | 104.759 | 34.001 | 779.57 | 708.857 |  | 444.8767 | 0.12093 | 0.066166 | 376.737 | 0.10241 | 0.056032 |  | 829.1383
9 | 23 | 18 | 4 | 10 | 30 | 2.1 | 9.367 | 29.122 | 78.188 | 21.114 |  | 0 | 0 | 0 | 0 | 0 | 0 |  | 27.9314
9 | 23 | 19 | 0 | 0 | 28.9 | 2.1 | 0 | 28.9 | 0 | 0 |  | 0 | 0 |  | 0 | 0 |  |  | 0
9 | 23 | 20 | 0 | 0 | 25.6 | 3.1 | 0 | 25.6 | 0 | 0 |  | 0 | 0 |  | 0 | 0 |  |  | 0
9 | 23 | 21 | 0 | 0 | 26.1 | 2.6 | 0 | 26.1 | 0 | 0 |  | 0 | 0 |  | 0 | 0 |  |  | 0
9 | 23 | 22 | 0 | 0 | 25 | 1.5 | 0 | 25 | 0 | 0 |  | 0 | 0 |  | 0 | 0 |  |  | 0
9 | 23 | 23 | 0 | 0 | 25.6 | 2.1 | 0 | 25.6 | 0 | 0 |  | 0 | 0 |  | 0 | 0 |  |  | 0
9 | 24 | 0 | 0 | 0 | 23.9 | 0 | 0 | 23.9 | 0 | 0 |  | 0 | 0 |  | 0 | 0 |  |  | 0
9 | 24 | 1 | 0 | 0 | 23.3 | 0 | 0 | 23.3 | 0 | 0 |  | 0 | 0 |  | 0 | 0 |  |  | 0
9 | 24 | 2 | 0 | 0 | 23.3 | 0 | 0 | 23.3 | 0 | 0 |  | 0 | 0 |  | 0 | 0 |  |  | 0
9 | 24 | 3 | 0 | 0 | 22.2 | 1.5 | 0 | 22.2 | 0 | 0 |  | 0 | 0 |  | 0 | 0 |  |  | 0
9 | 24 | 4 | 0 | 0 | 22.2 | 0 | 0 | 22.2 | 0 | 0 |  | 0 | 0 |  | 0 | 0 |  |  | 0
9 | 24 | 5 | 0 | 0 | 22.2 | 0 | 0 | 22.2 | 0 | 0 |  | 0 | 0 |  | 0 | 0 |  |  | 0
9 | 24 | 6 | 62 | 26 | 22.8 | 0 | 31.468 | 20.923 | 246.924 | 186.722 |  | 0 | 0 | 0 | 0 | 0 | 0 |  | 0
9 | 24 | 7 | 189 | 104 | 25.6 | 2.1 | 164.667 | 28.448 | 1327.29 | 1244.76 |  | 0 | 0 | 0 | 0 | 0 | 0 |  | 616.1177
9 | 24 | 8 | 534 | 173 | 26.1 | 2.1 | 479.818 | 37.499 | 3871.047 | 3720.234 |  | 3544.4166 | 0.29844 | 0.16911 | 2939.2906 | 0.24749 | 0.14024 |  | 2756.71
9 | 24 | 9 | 192 | 331 | 27.2 | 2.1 | 484.391 | 39.636 | 3944.707 | 3791.587 |  | 2111.8223 | 0.32549 | 0.088488 | 1776.9481 | 0.27388 | 0.074456 |  | 3165.1051
9 | 24 | 10 | 644 | 258 | 26.7 | 2.1 | 872.816 | 48.707 | 6878.238 | 6618.254 |  | 9392.7388 | 0.33887 | 0.22763 | 8135.0967 | 0.2935 | 0.19715 |  | 6036.6682
9 | 24 | 11 | 605 | 260 | 28.9 | 2.1 | 903.88 | 52.616 | 7021.527 | 6755.571 |  | 10230.177 | 0.34262 | 0.23513 | 8915.5242 | 0.29859 | 0.20491 |  | 6402.6677
9 | 24 | 12 | 737 | 207 | 30.6 | 1.5 | 998.642 | 58.819 | 7571.744 | 7282.209 |  | 13193.4003 | 0.34228 | 0.267 | 11482.8671 | 0.2979 | 0.23238 |  | 7408.3118
9 | 24 | 13 | 658 | 212 | 32.2 | 2.1 | 891.074 | 55.817 | 6835.389 | 6577.176 |  | 11651.9157 | 0.34263 | 0.25814 | 10154.3443 | 0.29859 | 0.22497 |  | 6732.1975
9 | 24 | 14 | 658 | 189 | 32.8 | 2.1 | 787.403 | 53.668 | 6083.068 | 5854.949 |  | 10717.8213 | 0.34262 | 0.26011 | 9318.7376 | 0.29789 | 0.22616 |  | 6147.9944
9 | 24 | 15 | 632 | 146 | 32.2 | 3.1 | 605.2 | 46.58 | 4773.257 | 4592.927 |  | 8527.6039 | 0.336 | 0.25806 | 7295.638 | 0.28746 | 0.22078 |  | 4911.8506
9 | 24 | 16 | 384 | 148 | 31.7 | 2.6 | 340.635 | 40.264 | 2696.633 | 2580.086 |  | 3651.0425 | 0.31654 | 0.18913 | 3074.8817 | 0.26659 | 0.15929 |  | 2702.2489
9 | 24 | 17 | 266 | 62 | 31.7 | 2.6 | 125.613 | 34.409 | 923.937 | 850.209 |  | 559.3796 | 0.11769 | 0.069853 | 472.9978 | 0.099516 | 0.059066 |  | 995.4433
9 | 24 | 18 | 8 | 10 | 30.6 | 1.5 | 9.575 | 29.774 | 78.51 | 21.431 |  | 0 | 0 | 0 | 0 | 0 | 0 |  | 28.6526
9 | 24 | 19 | 0 | 0 | 28.9 | 1.5 | 0 | 28.9 | 0 | 0 |  | 0 | 0 |  | 0 | 0 |  |  | 0
9 | 24 | 20 | 0 | 0 | 28.3 | 1.5 | 0 | 28.3 | 0 | 0 |  | 0 | 0 |  | 0 | 0 |  |  | 0
9 | 24 | 21 | 0 | 0 | 27.8 | 2.6 | 0 | 27.8 | 0 | 0 |  | 0 | 0 |  | 0 | 0 |  |  | 0
9 | 24 | 22 | 0 | 0 | 26.7 | 2.6 | 0 | 26.7 | 0 | 0 |  | 0 | 0 |  | 0 | 0 |  |  | 0
9 | 24 | 23 | 0 | 0 | 26.7 | 1.5 | 0 | 26.7 | 0 | 0 |  | 0 | 0 |  | 0 | 0 |  |  | 0
9 | 25 | 0 | 0 | 0 | 26.1 | 2.1 | 0 | 26.1 | 0 | 0 |  | 0 | 0 |  | 0 | 0 |  |  | 0
9 | 25 | 1 | 0 | 0 | 25.6 | 2.1 | 0 | 25.6 | 0 | 0 |  | 0 | 0 |  | 0 | 0 |  |  | 0
9 | 25 | 2 | 0 | 0 | 24.4 | 2.6 | 0 | 24.4 | 0 | 0 |  | 0 | 0 |  | 0 | 0 |  |  | 0
9 | 25 | 3 | 0 | 0 | 23.9 | 2.1 | 0 | 23.9 | 0 | 0 |  | 0 | 0 |  | 0 | 0 |  |  | 0
9 | 25 | 4 | 0 | 0 | 23.9 | 3.1 | 0 | 23.9 | 0 | 0 |  | 0 | 0 |  | 0 | 0 |  |  | 0
9 | 25 | 5 | 0 | 0 | 23.3 | 2.1 | 0 | 23.3 | 0 | 0 |  | 0 | 0 |  | 0 | 0 |  |  | 0
9 | 25 | 6 | 74 | 23 | 23.3 | 2.6 | 30.01 | 22.491 | 227.204 | 167.373 |  | 0 | 0 | 0 | 0 | 0 | 0 |  | 0
9 | 25 | 7 | 408 | 74 | 25 | 1.5 | 206.67 | 29.3 | 1596.844 | 1508.122 |  | 0 | 0 | 0 | 0 | 0 | 0 |  | 694.9383
9 | 25 | 8 | 675 | 104 | 27.2 | 1.5 | 492.155 | 40.135 | 3915.196 | 3763.002 |  | 4510.6325 | 0.29953 | 0.21983 | 3736.0804 | 0.2481 | 0.18208 |  | 2792.1432
9 | 25 | 9 | 880 | 73 | 28.3 | 1.5 | 746.482 | 48.936 | 5848.272 | 5629.149 |  | 9697.7841 | 0.32557 | 0.28846 | 8159.9732 | 0.27395 | 0.24272 |  | 5047.9682
9 | 25 | 10 | 917 | 83 | 30.6 | 2.1 | 924.424 | 54.405 | 7124.746 | 6854.445 |  | 13388.3835 | 0.33891 | 0.30524 | 11597.5094 | 0.29358 | 0.26441 |  | 6707.8299
9 | 25 | 11 | 941 | 89 | 31.7 | 1.5 | 1037.443 | 60.876 | 7800.977 | 7501.314 |  | 15918.3769 | 0.34262 | 0.31131 | 13872.8461 | 0.29859 | 0.27131 |  | 7854.8999
9 | 25 | 12 | 950 | 91 | 33.3 | 2.1 | 1070.069 | 61.13 | 8038.868 | 7728.506 |  | 17006.4696 | 0.34228 | 0.31226 | 14801.5566 | 0.2979 | 0.27177 |  | 8374.6397
9 | 25 | 13 | 937 | 88 | 33.3 | 3.1 | 1010.245 | 57.043 | 7711.865 | 7416.161 |  | 16586.1697 | 0.34264 | 0.31278 | 14454.1716 | 0.29859 | 0.27258 |  | 8154.6499
9 | 25 | 14 | 804 | 122 | 33.9 | 2.1 | 836.149 | 56.197 | 6394.543 | 6154.198 |  | 13084.8013 | 0.34261 | 0.29341 | 11376.5694 | 0.29788 | 0.2551 |  | 6779.768
9 | 25 | 15 | 699 | 112 | 34.4 | 3.1 | 614.469 | 49.075 | 4796.808 | 4615.669 |  | 9416.0138 | 0.33591 | 0.27767 | 8054.4242 | 0.28734 | 0.23751 |  | 5097.5947
9 | 25 | 16 | 772 | 51 | 34.4 | 2.6 | 422.451 | 44.935 | 3227.87 | 3096.404 |  | 7317.2396 | 0.31628 | 0.28347 | 6159.8821 | 0.26625 | 0.23863 |  | 3829.0395
9 | 25 | 17 | 548 | 31 | 32.8 | 1.5 | 157.735 | 37.364 | 1051.099 | 974.656 |  | 1116.8231 | 0.11455 | 0.098161 | 942.9747 | 0.096716 | 0.082881 |  | 1487.0975
9 | 25 | 18 | 63 | 9 | 31.7 | 2.1 | 11.537 | 31.113 | 77.377 | 20.318 |  | 0 | 0 | 0 | 0 | 0 | 0 |  | 40.396
9 | 25 | 19 | 0 | 0 | 30.6 | 1.5 | 0 | 30.6 | 0 | 0 |  | 0 | 0 |  | 0 | 0 |  |  | 0
9 | 25 | 20 | 0 | 0 | 30 | 0 | 0 | 30 | 0 | 0 |  | 0 | 0 |  | 0 | 0 |  |  | 0
9 | 25 | 21 | 0 | 0 | 28.9 | 0 | 0 | 28.9 | 0 | 0 |  | 0 | 0 |  | 0 | 0 |  |  | 0
9 | 25 | 22 | 0 | 0 | 28.3 | 0 | 0 | 28.3 | 0 | 0 |  | 0 | 0 |  | 0 | 0 |  |  | 0
9 | 25 | 23 | 0 | 0 | 27.8 | 2.1 | 0 | 27.8 | 0 | 0 |  | 0 | 0 |  | 0 | 0 |  |  | 0
9 | 26 | 0 | 0 | 0 | 26.7 | 1.5 | 0 | 26.7 | 0 | 0 |  | 0 | 0 |  | 0 | 0 |  |  | 0
9 | 26 | 1 | 0 | 0 | 26.1 | 2.1 | 0 | 26.1 | 0 | 0 |  | 0 | 0 |  | 0 | 0 |  |  | 0
9 | 26 | 2 | 0 | 0 | 25.6 | 2.1 | 0 | 25.6 | 0 | 0 |  | 0 | 0 |  | 0 | 0 |  |  | 0
9 | 26 | 3 | 0 | 0 | 25 | 2.1 | 0 | 25 | 0 | 0 |  | 0 | 0 |  | 0 | 0 |  |  | 0
9 | 26 | 4 | 0 | 0 | 24.4 | 2.1 | 0 | 24.4 | 0 | 0 |  | 0 | 0 |  | 0 | 0 |  |  | 0
9 | 26 | 5 | 0 | 0 | 24.4 | 1.5 | 0 | 24.4 | 0 | 0 |  | 0 | 0 |  | 0 | 0 |  |  | 0
9 | 26 | 6 | 63 | 24 | 23.3 | 1.5 | 30.253 | 22.334 | 234.026 | 174.067 |  | 0 | 0 | 0 | 0 | 0 | 0 |  | 0
9 | 26 | 7 | 449 | 63 | 25 | 2.1 | 211.903 | 29.073 | 1627.741 | 1538.295 |  | 0 | 0 | 0 | 0 | 0 | 0 |  | 692.3849
9 | 26 | 8 | 662 | 98 | 26.7 | 1.5 | 479.864 | 39.321 | 3828.923 | 3679.42 |  | 4452.0731 | 0.30054 | 0.22307 | 3683.4057 | 0.24865 | 0.18455 |  | 2722.2439
9 | 26 | 9 | 764 | 125 | 28.9 | 1.5 | 725.515 | 48.933 | 5687.77 | 5474.688 |  | 8434.9514 | 0.32565 | 0.25982 | 7097.4475 | 0.27401 | 0.21862 |  | 4793.7065
9 | 26 | 10 | 823 | 143 | 31.1 | 1.5 | 914.455 | 56.655 | 6986.739 | 6722.239 |  | 12027.7137 | 0.33895 | 0.27976 | 10420.3085 | 0.29365 | 0.24237 |  | 6481.4765
9 | 26 | 11 | 846 | 153 | 32.8 | 1.5 | 1024.357 | 61.563 | 7681.449 | 7387.09 |  | 14316.5325 | 0.34262 | 0.28738 | 12476.9014 | 0.2986 | 0.25045 |  | 7551.8323
9 | 26 | 12 | 857 | 155 | 34.4 | 2.1 | 1057.137 | 61.848 | 7918.863 | 7613.922 |  | 15340.9511 | 0.34228 | 0.28969 | 13352.144 | 0.29791 | 0.25213 |  | 8041.6167
9 | 26 | 13 | 767 | 165 | 35.6 | 1.5 | 939.237 | 62.546 | 7014.446 | 6748.788 |  | 13571.1589 | 0.34264 | 0.28115 | 11826.4459 | 0.29859 | 0.24501 |  | 7293.5461
9 | 26 | 14 | 730 | 163 | 35.6 | 1 | 820.99 | 61.463 | 6149.408 | 5918.712 |  | 11869.8459 | 0.34261 | 0.27474 | 10320.1049 | 0.29788 | 0.23887 |  | 6499.6198
9 | 26 | 15 | 684 | 116 | 35.6 | 2.1 | 608.049 | 51.943 | 4694.783 | 4517.13 |  | 9198.219 | 0.33582 | 0.27473 | 7866.8899 | 0.28721 | 0.23497 |  | 5024.2309
9 | 26 | 16 | 609 | 86 | 35 | 2.6 | 385.941 | 44.668 | 2970.068 | 2845.963 |  | 5753.9649 | 0.316 | 0.25322 | 4841.6258 | 0.2659 | 0.21307 |  | 3309.0272
9 | 26 | 17 | 322 | 50 | 34.4 | 2.1 | 125.416 | 37.553 | 885.984 | 813.056 |  | 636.0575 | 0.11151 | 0.076364 | 536.2747 | 0.094013 | 0.064384 |  | 1051.4302
9 | 26 | 18 | 9 | 9 | 33.3 | 1.5 | 8.739 | 32.572 | 70.299 | 13.37 |  | 0 | 0 | 0 | 0 | 0 | 0 |  | 25.496
9 | 26 | 19 | 0 | 0 | 32.2 | 1.5 | 0 | 32.2 | 0 | 0 |  | 0 | 0 |  | 0 | 0 |  |  | 0
9 | 26 | 20 | 0 | 0 | 30.6 | 1.5 | 0 | 30.6 | 0 | 0 |  | 0 | 0 |  | 0 | 0 |  |  | 0
9 | 26 | 21 | 0 | 0 | 30.6 | 1.5 | 0 | 30.6 | 0 | 0 |  | 0 | 0 |  | 0 | 0 |  |  | 0
9 | 26 | 22 | 0 | 0 | 29.4 | 2.1 | 0 | 29.4 | 0 | 0 |  | 0 | 0 |  | 0 | 0 |  |  | 0
9 | 26 | 23 | 0 | 0 | 28.9 | 1.5 | 0 | 28.9 | 0 | 0 |  | 0 | 0 |  | 0 | 0 |  |  | 0
9 | 27 | 0 | 0 | 0 | 27.2 | 1.5 | 0 | 27.2 | 0 | 0 |  | 0 | 0 |  | 0 | 0 |  |  | 0
9 | 27 | 1 | 0 | 0 | 26.7 | 0 | 0 | 26.7 | 0 | 0 |  | 0 | 0 |  | 0 | 0 |  |  | 0
9 | 27 | 2 | 0 | 0 | 26.1 | 0 | 0 | 26.1 | 0 | 0 |  | 0 | 0 |  | 0 | 0 |  |  | 0
9 | 27 | 3 | 0 | 0 | 25.6 | 0 | 0 | 25.6 | 0 | 0 |  | 0 | 0 |  | 0 | 0 |  |  | 0
9 | 27 | 4 | 0 | 0 | 25 | 1.5 | 0 | 25 | 0 | 0 |  | 0 | 0 |  | 0 | 0 |  |  | 0
9 | 27 | 5 | 0 | 0 | 23.9 | 1.5 | 0 | 23.9 | 0 | 0 |  | 0 | 0 |  | 0 | 0 |  |  | 0
9 | 27 | 6 | 139 | 20 | 23.9 | 2.1 | 35.792 | 23.198 | 246.198 | 186.01 |  | 0 | 0 | 0 | 0 | 0 | 0 |  | 0
9 | 27 | 7 | 585 | 46 | 25 | 2.1 | 237.062 | 29.75 | 1786.552 | 1693.325 |  | 0 | 0 | 0 | 0 | 0 | 0 |  | 754.6091
9 | 27 | 8 | 770 | 69 | 26.7 | 1.5 | 507.862 | 40.171 | 4030.753 | 3874.916 |  | 5209.6896 | 0.30148 | 0.24923 | 4305.605 | 0.24916 | 0.20598 |  | 2900.1127
9 | 27 | 9 | 858 | 87 | 29.4 | 1.5 | 747.595 | 50.083 | 5832.689 | 5614.157 |  | 9489.4474 | 0.32573 | 0.28158 | 7984.8695 | 0.27408 | 0.23693 |  | 5041.0327
9 | 27 | 10 | 906 | 100 | 32.2 | 1.5 | 934.887 | 58.283 | 7096.631 | 6827.518 |  | 13252.79 | 0.33898 | 0.29885 | 11483.1396 | 0.29372 | 0.25895 |  | 6757.8273
9 | 27 | 11 | 925 | 107 | 33.9 | 1.5 | 1042.352 | 63.103 | 7768.05 | 7469.854 |  | 15658.2884 | 0.34262 | 0.30512 | 13646.2901 | 0.2986 | 0.26591 |  | 7856.5909
9 | 27 | 12 | 928 | 108 | 35 | 2.1 | 1066.687 | 62.684 | 7963.561 | 7656.606 |  | 16610.399 | 0.34228 | 0.30647 | 14457.3961 | 0.29792 | 0.26675 |  | 8307.2851
9 | 27 | 13 | 919 | 105 | 36.1 | 1 | 1011.06 | 67.283 | 7406.496 | 7124.151 |  | 16252.946 | 0.34265 | 0.30697 | 14163.0575 | 0.29859 | 0.2675 |  | 8115.9658
9 | 27 | 14 | 883 | 104 | 36.7 | 0 | 875.436 | 70.116 | 6328.054 | 6090.347 |  | 14344.1568 | 0.3426 | 0.30308 | 12471.2581 | 0.29787 | 0.2635 |  | 7233.7754
9 | 27 | 15 | 835 | 81 | 36.1 | 2.6 | 670.123 | 52.964 | 5148.36 | 4954.941 |  | 11209.0885 | 0.33572 | 0.29779 | 9585.2275 | 0.28709 | 0.25465 |  | 5722.9363
9 | 27 | 16 | 635 | 67 | 36.1 | 3.6 | 376.853 | 44.698 | 2891.042 | 2769.147 |  | 5980.2741 | 0.31573 | 0.26628 | 5029.5549 | 0.26553 | 0.22395 |  | 3295.9679
9 | 27 | 17 | 395 | 36 | 35 | 2.6 | 128.676 | 37.971 | 878.106 | 805.343 |  | 756.3966 | 0.10857 | 0.085399 | 636.8405 | 0.091406 | 0.071901 |  | 1138.9007
9 | 27 | 18 | 22 | 7 | 33.9 | 1.5 | 7.641 | 33.182 | 56.707 | 0.025 |  | 0 | 0 | 0 | 0 | 0 | 0 |  | 23.3042
9 | 27 | 19 | 0 | 0 | 31.7 | 3.1 | 0 | 31.7 | 0 | 0 |  | 0 | 0 |  | 0 | 0 |  |  | 0
9 | 27 | 20 | 0 | 0 | 29.4 | 2.1 | 0 | 29.4 | 0 | 0 |  | 0 | 0 |  | 0 | 0 |  |  | 0
9 | 27 | 21 | 0 | 0 | 28.9 | 2.6 | 0 | 28.9 | 0 | 0 |  | 0 | 0 |  | 0 | 0 |  |  | 0
9 | 27 | 22 | 0 | 0 | 28.3 | 2.1 | 0 | 28.3 | 0 | 0 |  | 0 | 0 |  | 0 | 0 |  |  | 0
9 | 27 | 23 | 0 | 0 | 28.3 | 1.5 | 0 | 28.3 | 0 | 0 |  | 0 | 0 |  | 0 | 0 |  |  | 0
9 | 28 | 0 | 0 | 0 | 27.2 | 2.1 | 0 | 27.2 | 0 | 0 |  | 0 | 0 |  | 0 | 0 |  |  | 0
9 | 28 | 1 | 0 | 0 | 26.7 | 2.1 | 0 | 26.7 | 0 | 0 |  | 0 | 0 |  | 0 | 0 |  |  | 0
9 | 28 | 2 | 0 | 0 | 25.6 | 1.5 | 0 | 25.6 | 0 | 0 |  | 0 | 0 |  | 0 | 0 |  |  | 0
9 | 28 | 3 | 0 | 0 | 25 | 1.5 | 0 | 25 | 0 | 0 |  | 0 | 0 |  | 0 | 0 |  |  | 0
9 | 28 | 4 | 0 | 0 | 23.9 | 0 | 0 | 23.9 | 0 | 0 |  | 0 | 0 |  | 0 | 0 |  |  | 0
9 | 28 | 5 | 0 | 0 | 24.4 | 2.1 | 0 | 24.4 | 0 | 0 |  | 0 | 0 |  | 0 | 0 |  |  | 0
9 | 28 | 6 | 117 | 19 | 26.1 | 2.1 | 33.021 | 25.395 | 229.958 | 170.076 |  | 0 | 0 | 0 | 0 | 0 | 0 |  | 0
9 | 28 | 7 | 364 | 73 | 25.6 | 0 | 194.644 | 31.604 | 1500.868 | 1414.379 |  | 0 | 0 | 0 | 0 | 0 | 0 |  | 666.84
9 | 28 | 8 | 609 | 84 | 26.7 | 1.5 | 437.738 | 38.109 | 3508.673 | 3368.934 |  | 4143.8786 | 0.30234 | 0.22874 | 3421.2921 | 0.24962 | 0.18885 |  | 2481.2579
9 | 28 | 9 | 588 | 179 | 29.4 | 2.1 | 646.899 | 45.722 | 5137.545 | 4944.511 |  | 6514.1801 | 0.3258 | 0.22163 | 5481.4728 | 0.27415 | 0.18649 |  | 4242.7545
9 | 28 | 10 | 713 | 190 | 31.7 | 1.5 | 872.586 | 55.935 | 6686.378 | 6434.28 |  | 10438.4357 | 0.33901 | 0.25606 | 9045.6472 | 0.29378 | 0.22189 |  | 6063.2943
9 | 28 | 11 | 901 | 131 | 34.4 | 1.5 | 1044.877 | 63.457 | 7775.757 | 7477.217 |  | 15255.9416 | 0.34262 | 0.29678 | 13295.67 | 0.2986 | 0.25865 |  | 7833.4203
9 | 28 | 12 | 853 | 118 | 35.6 | 1.5 | 1001.716 | 64.037 | 7437.683 | 7153.988 |  | 15265.8765 | 0.34229 | 0.30054 | 13287.6647 | 0.29793 | 0.26159 |  | 7760.0174
9 | 28 | 13 | 905 | 126 | 36.7 | 3.1 | 1019.959 | 60.406 | 7682.779 | 7388.361 |  | 15997.0586 | 0.34265 | 0.30013 | 13939.5856 | 0.29858 | 0.26152 |  | 8139.425
9 | 28 | 14 | 874 | 98 | 37.2 | 2.1 | 860.551 | 59.987 | 6482.102 | 6238.261 |  | 14184.0127 | 0.34259 | 0.30472 | 12331.9586 | 0.29786 | 0.26493 |  | 7120.7491
9 | 28 | 15 | 840 | 84 | 37.2 | 3.1 | 676.062 | 53.251 | 5187.938 | 4993.11 |  | 11255.8541 | 0.33562 | 0.29662 | 9623.7512 | 0.28696 | 0.25361 |  | 5765.5812
9 | 28 | 16 | 689 | 65 | 36.7 | 2.6 | 398.617 | 46.846 | 3029.045 | 2903.276 |  | 6467.6059 | 0.31545 | 0.27043 | 5436.5373 | 0.26516 | 0.22732 |  | 3517.9833
9 | 28 | 17 | 260 | 54 | 35.6 | 2.1 | 115.769 | 38.58 | 830.949 | 759.171 |  | 482.7586 | 0.10573 | 0.065229 | 405.8998 | 0.088895 | 0.054844 |  | 919.094
9 | 28 | 18 | 19 | 8 | 33.9 | 1.5 | 8.424 | 33.156 | 64.107 | 7.291 |  | 0 | 0 | 0 | 0 | 0 | 0 |  | 24.6483
9 | 28 | 19 | 0 | 0 | 31.7 | 0 | 0 | 31.7 | 0 | 0 |  | 0 | 0 |  | 0 | 0 |  |  | 0
9 | 28 | 20 | 0 | 0 | 31.7 | 0 | 0 | 31.7 | 0 | 0 |  | 0 | 0 |  | 0 | 0 |  |  | 0
9 | 28 | 21 | 0 | 0 | 31.1 | 0 | 0 | 31.1 | 0 | 0 |  | 0 | 0 |  | 0 | 0 |  |  | 0
9 | 28 | 22 | 0 | 0 | 30 | 0 | 0 | 30 | 0 | 0 |  | 0 | 0 |  | 0 | 0 |  |  | 0
9 | 28 | 23 | 0 | 0 | 27.8 | 0 | 0 | 27.8 | 0 | 0 |  | 0 | 0 |  | 0 | 0 |  |  | 0
9 | 29 | 0 | 0 | 0 | 27.8 | 2.1 | 0 | 27.8 | 0 | 0 |  | 0 | 0 |  | 0 | 0 |  |  | 0
9 | 29 | 1 | 0 | 0 | 27.8 | 1.5 | 0 | 27.8 | 0 | 0 |  | 0 | 0 |  | 0 | 0 |  |  | 0
9 | 29 | 2 | 0 | 0 | 27.2 | 2.6 | 0 | 27.2 | 0 | 0 |  | 0 | 0 |  | 0 | 0 |  |  | 0
9 | 29 | 3 | 0 | 0 | 27.2 | 2.6 | 0 | 27.2 | 0 | 0 |  | 0 | 0 |  | 0 | 0 |  |  | 0
9 | 29 | 4 | 0 | 0 | 26.1 | 2.1 | 0 | 26.1 | 0 | 0 |  | 0 | 0 |  | 0 | 0 |  |  | 0
9 | 29 | 5 | 0 | 0 | 25 | 0 | 0 | 25 | 0 | 0 |  | 0 | 0 |  | 0 | 0 |  |  | 0
9 | 29 | 6 | 174 | 17 | 25.6 | 2.1 | 38.722 | 25.032 | 252.369 | 192.065 |  | 0 | 0 | 0 | 0 | 0 | 0 |  | 0
9 | 29 | 7 | 647 | 38 | 27.8 | 1.5 | 249.726 | 33.418 | 1848.014 | 1753.301 |  | 0 | 0 | 0 | 0 | 0 | 0 |  | 795.1312
9 | 29 | 8 | 812 | 57 | 30.6 | 1.5 | 516.9 | 44.336 | 4036.762 | 3880.735 |  | 5554.8401 | 0.30313 | 0.26058 | 4581.8446 | 0.25004 | 0.21494 |  | 2980.1944
9 | 29 | 9 | 892 | 72 | 32.8 | 2.6 | 758.076 | 50.865 | 5896.306 | 5675.357 |  | 9897.8272 | 0.32586 | 0.2898 | 8328.9586 | 0.27421 | 0.24386 |  | 5134.466
9 | 29 | 10 | 934 | 83 | 34.4 | 2.1 | 942.363 | 58.521 | 7146.598 | 6875.373 |  | 13684.5318 | 0.33904 | 0.30601 | 11859.8788 | 0.29384 | 0.26521 |  | 6842.2409
9 | 29 | 11 | 955 | 89 | 36.1 | 2.6 | 1052.569 | 61.652 | 7890.129 | 7586.479 |  | 16173.5641 | 0.34262 | 0.31176 | 14095.4025 | 0.2986 | 0.2717 |  | 7971.4369
9 | 29 | 12 | 956 | 91 | 37.8 | 2.1 | 1075.928 | 65.592 | 7938.345 | 7632.527 |  | 17106.1237 | 0.34229 | 0.31242 | 14890.2072 | 0.29795 | 0.27195 |  | 8419.9173
9 | 29 | 13 | 951 | 87 | 38.3 | 2.1 | 1020.958 | 64.877 | 7552.811 | 7264.105 |  | 16800.6875 | 0.34266 | 0.31346 | 14639.2443 | 0.29857 | 0.27313 |  | 8245.3425
9 | 29 | 14 | 928 | 80 | 40 | 3.6 | 885.603 | 59.886 | 6672.939 | 6421.389 |  | 15044.9449 | 0.34258 | 0.31268 | 13080.4547 | 0.29785 | 0.27185 |  | 7393.1363
9 | 29 | 15 | 879 | 67 | 40 | 2.1 | 678.244 | 58.124 | 5103.553 | 4911.723 |  | 11756.643 | 0.33552 | 0.30491 | 10050.4188 | 0.28683 | 0.26066 |  | 5885.6617
9 | 29 | 16 | 775 | 49 | 38.9 | 0 | 417.721 | 57.228 | 3038.298 | 2912.266 |  | 7250.7773 | 0.31516 | 0.28346 | 6091.4416 | 0.26477 | 0.23814 |  | 3791.7121
9 | 29 | 17 | 521 | 30 | 38.3 | 1.5 | 148.259 | 42.743 | 963.8 | 889.226 |  | 938.2241 | 0.10299 | 0.08781 | 787.8137 | 0.086481 | 0.073733 |  | 1387.4186
9 | 29 | 18 | 20 | 6 | 36.1 | 1.5 | 6.682 | 35.537 | 48.674 | 0 |  | 0 | 0 | 0 | 0 | 0 | 0 |  | 19.5189
9 | 29 | 19 | 0 | 0 | 34.4 | 2.1 | 0 | 34.4 | 0 | 0 |  | 0 | 0 |  | 0 | 0 |  |  | 0
9 | 29 | 20 | 0 | 0 | 33.3 | 0 | 0 | 33.3 | 0 | 0 |  | 0 | 0 |  | 0 | 0 |  |  | 0
9 | 29 | 21 | 0 | 0 | 32.2 | 2.6 | 0 | 32.2 | 0 | 0 |  | 0 | 0 |  | 0 | 0 |  |  | 0
9 | 29 | 22 | 0 | 0 | 31.1 | 2.1 | 0 | 31.1 | 0 | 0 |  | 0 | 0 |  | 0 | 0 |  |  | 0
9 | 29 | 23 | 0 | 0 | 30 | 1.5 | 0 | 30 | 0 | 0 |  | 0 | 0 |  | 0 | 0 |  |  | 0
9 | 30 | 0 | 0 | 0 | 28.9 | 1.5 | 0 | 28.9 | 0 | 0 |  | 0 | 0 |  | 0 | 0 |  |  | 0
9 | 30 | 1 | 0 | 0 | 27.8 | 1.5 | 0 | 27.8 | 0 | 0 |  | 0 | 0 |  | 0 | 0 |  |  | 0
9 | 30 | 2 | 0 | 0 | 26.7 | 1.5 | 0 | 26.7 | 0 | 0 |  | 0 | 0 |  | 0 | 0 |  |  | 0
9 | 30 | 3 | 0 | 0 | 26.1 | 1.5 | 0 | 26.1 | 0 | 0 |  | 0 | 0 |  | 0 | 0 |  |  | 0
9 | 30 | 4 | 0 | 0 | 25 | 1.5 | 0 | 25 | 0 | 0 |  | 0 | 0 |  | 0 | 0 |  |  | 0
9 | 30 | 5 | 0 | 0 | 25.6 | 1.5 | 0 | 25.6 | 0 | 0 |  | 0 | 0 |  | 0 | 0 |  |  | 0
9 | 30 | 6 | 194 | 15 | 25 | 1.5 | 39.503 | 24.351 | 249.65 | 189.397 |  | 0 | 0 | 0 | 0 | 0 | 0 |  | 0
9 | 30 | 7 | 659 | 34 | 26.7 | 2.1 | 249.02 | 31.805 | 1849.382 | 1754.636 |  | 0 | 0 | 0 | 0 | 0 | 0 |  | 797.3036
9 | 30 | 8 | 830 | 52 | 30 | 4.6 | 522.07 | 39.928 | 4143.872 | 3984.425 |  | 5706.6579 | 0.30386 | 0.2653 | 4702.8418 | 0.25041 | 0.21863 |  | 3016.7927
9 | 30 | 9 | 901 | 66 | 31.7 | 2.6 | 758.777 | 49.811 | 5925.594 | 5703.529 |  | 10012.8008 | 0.32593 | 0.29289 | 8426.0089 | 0.27428 | 0.24648 |  | 5148.9878
9 | 30 | 10 | 940 | 77 | 32.8 | 3.6 | 941.457 | 53.47 | 7282.712 | 7005.693 |  | 13782.1839 | 0.33907 | 0.3084 | 11945.6489 | 0.29389 | 0.2673 |  | 6846.79
9 | 30 | 11 | 960 | 82 | 34.4 | 2.6 | 1049.739 | 59.95 | 7922.684 | 7617.571 |  | 16260.6571 | 0.34262 | 0.31413 | 14171.3145 | 0.2986 | 0.27376 |  | 7964.4218
9 | 30 | 12 | 964 | 83 | 35.6 | 4.1 | 1074.743 | 58.525 | 8158.19 | 7842.388 |  | 17245.3715 | 0.3423 | 0.31505 | 15012.3554 | 0.29797 | 0.27425 |  | 8429.913
9 | 30 | 13 | 956 | 80 | 36.1 | 4.1 | 1017.262 | 57.925 | 7738.215 | 7441.343 |  | 16878.7201 | 0.34266 | 0.31574 | 14706.5236 | 0.29856 | 0.2751 |  | 8234.069
9 | 30 | 14 | 932 | 73 | 36.1 | 4.6 | 880.174 | 54.394 | 6776.952 | 6521.146 |  | 15093.6893 | 0.34257 | 0.31516 | 13122.8635 | 0.29784 | 0.27401 |  | 7368.6985
9 | 30 | 15 | 882 | 61 | 36.7 | 4.1 | 672.385 | 51.306 | 5194.922 | 4999.845 |  | 11774.4085 | 0.33541 | 0.30737 | 10064.124 | 0.28669 | 0.26272 |  | 5855.327
9 | 30 | 16 | 723 | 49 | 36.7 | 2.1 | 394.787 | 47.461 | 2983.109 | 2858.637 |  | 6741.6071 | 0.31487 | 0.28109 | 5660.3397 | 0.26437 | 0.23601 |  | 3549.462
9 | 30 | 17 | 449 | 41 | 35.6 | 3.1 | 144.033 | 38.779 | 975.575 | 900.751 |  | 784.4234 | 0.10036 | 0.078686 | 657.8375 | 0.08416 | 0.065988 |  | 1275.6676
9 | 30 | 18 | 36 | 7 | 33.9 | 1.5 | 8.605 | 33.267 | 59.535 | 2.802 |  | 0 | 0 | 0 | 0 | 0 | 0 |  | 25.2387
9 | 30 | 19 | 0 | 0 | 32.2 | 9.3 | 0 | 32.2 | 0 | 0 |  | 0 | 0 |  | 0 | 0 |  |  | 0
9 | 30 | 20 | 0 | 0 | 31.1 | 4.6 | 0 | 31.1 | 0 | 0 |  | 0 | 0 |  | 0 | 0 |  |  | 0
9 | 30 | 21 | 0 | 0 | 30 | 4.5 | 0 | 30 | 0 | 0 |  | 0 | 0 |  | 0 | 0 |  |  | 0
9 | 30 | 22 | 0 | 0 | 28.9 | 4.3 | 0 | 28.9 | 0 | 0 |  | 0 | 0 |  | 0 | 0 |  |  | 0
9 | 30 | 23 | 0 | 0 | 27.8 | 4.2 | 0 | 27.8 | 0 | 0 |  | 0 | 0 |  | 0 | 0 |  |  | 0
10 | 1 | 0 | 0 | 0 | 26.6 | 4 | 0 | 26.6 | 0 | 0 |  | 0 | 0 |  | 0 | 0 |  |  | 0
10 | 1 | 1 | 0 | 0 | 25.5 | 3.9 | 0 | 25.5 | 0 | 0 |  | 0 | 0 |  | 0 | 0 |  |  | 0
10 | 1 | 2 | 0 | 0 | 24.4 | 3.7 | 0 | 24.4 | 0 | 0 |  | 0 | 0 |  | 0 | 0 |  |  | 0
10 | 1 | 3 | 0 | 0 | 23.3 | 3.6 | 0 | 23.3 | 0 | 0 |  | 0 | 0 |  | 0 | 0 |  |  | 0
10 | 1 | 4 | 0 | 0 | 22.8 | 3.1 | 0 | 22.8 | 0 | 0 |  | 0 | 0 |  | 0 | 0 |  |  | 0
10 | 1 | 5 | 0 | 0 | 22.2 | 3.1 | 0 | 22.2 | 0 | 0 |  | 0 | 0 |  | 0 | 0 |  |  | 0
10 | 1 | 6 | 178 | 7 | 22.2 | 2.6 | 29.625 | 21.346 | 172.838 | 114.022 |  | 0 | 0 | 0 | 0 | 0 | 0 |  | 0
10 | 1 | 7 | 650 | 29 | 23.9 | 4.1 | 241.772 | 27.856 | 1818.6 | 1724.6 |  | 0 | 0 | 0 | 0 | 0 | 0 |  | 774.1487
10 | 1 | 8 | 824 | 41 | 27.2 | 3.1 | 507.223 | 38.174 | 4050.573 | 3894.107 |  | 5692.2849 | 0.30453 | 0.27308 | 4687.0348 | 0.25075 | 0.22486 |  | 2938.304
10 | 1 | 9 | 905 | 60 | 30 | 3.1 | 755.95 | 47.116 | 5964.489 | 5740.937 |  | 10071.5836 | 0.32599 | 0.29583 | 8475.8107 | 0.27434 | 0.24895 |  | 5137.0454
10 | 1 | 10 | 948 | 74 | 32.8 | 3.1 | 945.92 | 54.529 | 7287.13 | 7009.921 |  | 13908.336 | 0.3391 | 0.30976 | 12056.0127 | 0.29394 | 0.2685 |  | 6884.4444
10 | 1 | 11 | 940 | 103 | 35 | 3.6 | 1053.877 | 58.283 | 8006.826 | 7697.916 |  | 15923.3881 | 0.34262 | 0.30691 | 13877.3861 | 0.2986 | 0.26747 |  | 7950.8741
10 | 1 | 12 | 967 | 96 | 36.1 | 1.5 | 1092.183 | 66.724 | 8021.04 | 7711.486 |  | 17294.3813 | 0.3423 | 0.31125 | 15056.1145 | 0.298 | 0.27097 |  | 8538.9633
10 | 1 | 13 | 931 | 117 | 35.6 | 2.1 | 1033.773 | 62.625 | 7717.619 | 7421.66 |  | 16426.5596 | 0.34266 | 0.30374 | 14311.7629 | 0.29855 | 0.26464 |  | 8274.9303
10 | 1 | 14 | 916 | 77 | 37.2 | 2.1 | 869.931 | 60.24 | 6545.146 | 6298.772 |  | 14818.1543 | 0.34256 | 0.31328 | 12883.3856 | 0.29783 | 0.27238 |  | 7269.8663
10 | 1 | 15 | 708 | 167 | 37.8 | 1.5 | 673.271 | 57.495 | 5087.806 | 4896.533 |  | 9433.2526 | 0.3353 | 0.25563 | 8061.8666 | 0.28655 | 0.21847 |  | 5476.0493
10 | 1 | 16 | 710 | 51 | 36.7 | 4.6 | 389.837 | 44.837 | 2974.521 | 2850.29 |  | 6597.9913 | 0.31457 | 0.27896 | 5536.3274 | 0.26395 | 0.23407 |  | 3495.2688
10 | 1 | 17 | 366 | 2 | 34.4 | 3.6 | 79.227 | 35.93 | 487.253 | 422.428 |  | 620.5229 | 0.097817 | 0.096225 | 519.7597 | 0.081933 | 0.080599 |  | 855.8338
10 | 1 | 18 | 3 | 0 | 32.8 | 3.1 | 0.19 | 31.824 | 0.536 | 0 |  | 0 | 0 | 0 | 0 | 0 | 0 |  | 0.6628
10 | 1 | 19 | 0 | 0 | 31.1 | 0 | 0 | 31.1 | 0 | 0 |  | 0 | 0 |  | 0 | 0 |  |  | 0
10 | 1 | 20 | 0 | 0 | 31.1 | 4.1 | 0 | 31.1 | 0 | 0 |  | 0 | 0 |  | 0 | 0 |  |  | 0
10 | 1 | 21 | 0 | 0 | 28.9 | 2.1 | 0 | 28.9 | 0 | 0 |  | 0 | 0 |  | 0 | 0 |  |  | 0
10 | 1 | 22 | 0 | 0 | 27.8 | 1.5 | 0 | 27.8 | 0 | 0 |  | 0 | 0 |  | 0 | 0 |  |  | 0
10 | 1 | 23 | 0 | 0 | 27.2 | 0 | 0 | 27.2 | 0 | 0 |  | 0 | 0 |  | 0 | 0 |  |  | 0
10 | 2 | 0 | 0 | 0 | 25.6 | 4.1 | 0 | 25.6 | 0 | 0 |  | 0 | 0 |  | 0 | 0 |  |  | 0
10 | 2 | 1 | 0 | 0 | 24.4 | 3.1 | 0 | 24.4 | 0 | 0 |  | 0 | 0 |  | 0 | 0 |  |  | 0
10 | 2 | 2 | 0 | 0 | 24.4 | 3.6 | 0 | 24.4 | 0 | 0 |  | 0 | 0 |  | 0 | 0 |  |  | 0
10 | 2 | 3 | 0 | 0 | 22.2 | 3.6 | 0 | 22.2 | 0 | 0 |  | 0 | 0 |  | 0 | 0 |  |  | 0
10 | 2 | 4 | 0 | 0 | 22.2 | 3.1 | 0 | 22.2 | 0 | 0 |  | 0 | 0 |  | 0 | 0 |  |  | 0
10 | 2 | 5 | 0 | 0 | 21.1 | 3.6 | 0 | 21.1 | 0 | 0 |  | 0 | 0 |  | 0 | 0 |  |  | 0
10 | 2 | 6 | 219 | 2 | 20.6 | 4.1 | 28.668 | 19.805 | 144.946 | 86.647 |  | 0 | 0 | 0 | 0 | 0 | 0 |  | 0
10 | 2 | 7 | 707 | 27 | 23.9 | 3.6 | 258.311 | 28.391 | 1935.68 | 1838.825 |  | 0 | 0 | 0 | 0 | 0 | 0 |  | 830.0639
10 | 2 | 8 | 856 | 49 | 26.7 | 3.1 | 535.348 | 38.351 | 4274.795 | 4111.115 |  | 5939.6537 | 0.30514 | 0.26952 | 4886.8415 | 0.25106 | 0.22175 |  | 3100.3405
10 | 2 | 9 | 919 | 70 | 30 | 5.2 | 778.85 | 44.532 | 6206.093 | 5973.185 |  | 10241.0665 | 0.32604 | 0.29189 | 8618.8034 | 0.27439 | 0.24565 |  | 5282.2472
10 | 2 | 10 | 654 | 171 | 32.2 | 4.1 | 802.049 | 49.274 | 6306.677 | 6069.814 |  | 9600.4234 | 0.33912 | 0.25747 | 8322.4509 | 0.29398 | 0.2232 |  | 5550.6563
10 | 2 | 11 | 788 | 164 | 32.8 | 3.1 | 980.794 | 55.374 | 7537.505 | 7249.468 |  | 13349.0644 | 0.34262 | 0.28061 | 11633.8396 | 0.2986 | 0.24455 |  | 7184.1563
10 | 2 | 12 | 742 | 190 | 35 | 3.1 | 986.698 | 58.007 | 7505.228 | 7218.599 |  | 13266.2177 | 0.34231 | 0.27224 | 11550.2252 | 0.29804 | 0.23703 |  | 7327.3604
10 | 2 | 13 | 919 | 123 | 35.6 | 2.6 | 1028.23 | 60.734 | 7734.729 | 7438.011 |  | 16203.4755 | 0.34266 | 0.30149 | 14116.53 | 0.29853 | 0.26266 |  | 8213.1859
10 | 2 | 14 | 885 | 111 | 36.7 | 6.2 | 888.281 | 52.388 | 6893.297 | 6632.688 |  | 14300.2524 | 0.34255 | 0.30059 | 12433.232 | 0.29783 | 0.26134 |  | 7260.8117
10 | 2 | 15 | 664 | 241 | 37.2 | 5.2 | 714.242 | 51.155 | 5537.712 | 5330.201 |  | 8829.5087 | 0.33518 | 0.22643 | 7544.8251 | 0.28641 | 0.19348 |  | 5688.4764
10 | 2 | 16 | 641 | 122 | 37.2 | 4.6 | 430.814 | 46.224 | 3298.467 | 3164.947 |  | 5936.4653 | 0.31427 | 0.23469 | 4978.0243 | 0.26353 | 0.1968 |  | 3637.3755
10 | 2 | 17 | 322 | 26 | 35 | 6.2 | 100.679 | 36.487 | 683.211 | 614.471 |  | 529.975 | 0.095376 | 0.076568 | 443.4094 | 0.079798 | 0.064061 |  | 886.3153
10 | 2 | 18 | 1 | 1 | 32.8 | 5.7 | 0.982 | 32.07 | 7.881 | 0 |  | 0 | 0 | 0 | 0 | 0 | 0 |  | 2.5742
10 | 2 | 19 | 0 | 0 | 31.7 | 5.2 | 0 | 31.7 | 0 | 0 |  | 0 | 0 |  | 0 | 0 |  |  | 0
10 | 2 | 20 | 0 | 0 | 30.6 | 3.1 | 0 | 30.6 | 0 | 0 |  | 0 | 0 |  | 0 | 0 |  |  | 0
10 | 2 | 21 | 0 | 0 | 29.4 | 2.1 | 0 | 29.4 | 0 | 0 |  | 0 | 0 |  | 0 | 0 |  |  | 0
10 | 2 | 22 | 0 | 0 | 28.9 | 1.5 | 0 | 28.9 | 0 | 0 |  | 0 | 0 |  | 0 | 0 |  |  | 0
10 | 2 | 23 | 0 | 0 | 28.3 | 2.1 | 0 | 28.3 | 0 | 0 |  | 0 | 0 |  | 0 | 0 |  |  | 0
10 | 3 | 0 | 0 | 0 | 28.3 | 2.6 | 0 | 28.3 | 0 | 0 |  | 0 | 0 |  | 0 | 0 |  |  | 0
10 | 3 | 1 | 0 | 0 | 27.8 | 2.1 | 0 | 27.8 | 0 | 0 |  | 0 | 0 |  | 0 | 0 |  |  | 0
10 | 3 | 2 | 0 | 0 | 26.7 | 3.6 | 0 | 26.7 | 0 | 0 |  | 0 | 0 |  | 0 | 0 |  |  | 0
10 | 3 | 3 | 0 | 0 | 25.6 | 2.6 | 0 | 25.6 | 0 | 0 |  | 0 | 0 |  | 0 | 0 |  |  | 0
10 | 3 | 4 | 0 | 0 | 24.4 | 2.1 | 0 | 24.4 | 0 | 0 |  | 0 | 0 |  | 0 | 0 |  |  | 0
10 | 3 | 5 | 0 | 0 | 25 | 2.6 | 0 | 25 | 0 | 0 |  | 0 | 0 |  | 0 | 0 |  |  | 0
10 | 3 | 6 | 2 | 8 | 24.4 | 3.1 | 7.329 | 23.111 | 62.48 | 5.693 |  | 0 | 0 | 0 | 0 | 0 | 0 |  | 0
10 | 3 | 7 | 417 | 70 | 26.7 | 5.2 | 212.678 | 29.675 | 1647.33 | 1557.422 |  | 0 | 0 | 0 | 0 | 0 | 0 |  | 733.4608
10 | 3 | 8 | 758 | 132 | 28.3 | 5.2 | 575.113 | 38.495 | 4611.878 | 4437.031 |  | 5281.5504 | 0.3057 | 0.21818 | 4342.161 | 0.25133 | 0.17938 |  | 3297.6205
10 | 3 | 9 | 131 | 307 | 28.3 | 4.1 | 409.656 | 36.935 | 3370.889 | 3235.244 |  | 1461.6488 | 0.32609 | 0.070955 | 1230.1663 | 0.27445 | 0.059717 |  | 2703.3485
10 | 3 | 10 | 4 | 349 | 30.6 | 4.6 | 338.643 | 37.128 | 2788.677 | 2669.613 |  | 58.7472 | 0.33914 | 0.0031763 | 50.9303 | 0.29401 | 0.0027536 |  | 2351.6966
10 | 3 | 11 | 153 | 407 | 31.1 | 5.2 | 585.337 | 41.725 | 4739.102 | 4559.939 |  | 2591.8461 | 0.34262 | 0.089583 | 2258.819 | 0.2986 | 0.078073 |  | 3900.8082
10 | 3 | 12 | 34 | 388 | 29.4 | 5.2 | 430.017 | 37.441 | 3537.108 | 3396.516 |  | 607.6713 | 0.34233 | 0.02744 | 529.1158 | 0.29807 | 0.023893 |  | 2869.884
10 | 3 | 13 | 52 | 408 | 31.7 | 5.7 | 468.942 | 39.832 | 3823.409 | 3674.077 |  | 916.1623 | 0.34267 | 0.038025 | 798.1104 | 0.29851 | 0.033125 |  | 3143.8715
10 | 3 | 14 | 2 | 203 | 30 | 5.7 | 189.438 | 33.117 | 1582.854 | 1494.46 |  | 32.2786 | 0.34254 | 0.0030022 | 28.0648 | 0.29782 | 0.0026103 |  | 1369.8282
10 | 3 | 15 | 1 | 66 | 29.4 | 4.1 | 59.551 | 29.882 | 503.314 | 438.174 |  | 13.2707 | 0.33506 | 0.0037866 | 11.3382 | 0.28627 | 0.0032352 |  | 444.0477
10 | 3 | 16 | 1 | 30 | 30 | 5.7 | 27.111 | 29.612 | 229.169 | 169.301 |  | 9.2295 | 0.31397 | 0.0057526 | 7.7342 | 0.26311 | 0.0048206 |  | 197.8697
10 | 3 | 17 | 4 | 6 | 27.8 | 4.6 | 6.233 | 26.819 | 51.359 | 0 |  | 6.3936 | 0.09303 | 0.016662 | 5.3435 | 0.077752 | 0.013925 |  | 43.1602
10 | 3 | 18 | 2 | 0 | 24.4 | 4.6 | 0.134 | 23.17 | 0.408 | 0 |  | 0 | 0 | 0 | 0 | 0 | 0 |  | 0.41314
10 | 3 | 19 | 0 | 0 | 25.6 | 2.1 | 0 | 25.6 | 0 | 0 |  | 0 | 0 |  | 0 | 0 |  |  | 0
10 | 3 | 20 | 0 | 0 | 24.4 | 2.6 | 0 | 24.4 | 0 | 0 |  | 0 | 0 |  | 0 | 0 |  |  | 0
10 | 3 | 21 | 0 | 0 | 25 | 3.1 | 0 | 25 | 0 | 0 |  | 0 | 0 |  | 0 | 0 |  |  | 0
10 | 3 | 22 | 0 | 0 | 25 | 3.1 | 0 | 25 | 0 | 0 |  | 0 | 0 |  | 0 | 0 |  |  | 0
10 | 3 | 23 | 0 | 0 | 25 | 3.1 | 0 | 25 | 0 | 0 |  | 0 | 0 |  | 0 | 0 |  |  | 0
10 | 4 | 0 | 0 | 0 | 25 | 1.5 | 0 | 25 | 0 | 0 |  | 0 | 0 |  | 0 | 0 |  |  | 0
10 | 4 | 1 | 0 | 0 | 24.4 | 3.1 | 0 | 24.4 | 0 | 0 |  | 0 | 0 |  | 0 | 0 |  |  | 0
10 | 4 | 2 | 0 | 0 | 23.9 | 4.1 | 0 | 23.9 | 0 | 0 |  | 0 | 0 |  | 0 | 0 |  |  | 0
10 | 4 | 3 | 0 | 0 | 23.9 | 4.1 | 0 | 23.9 | 0 | 0 |  | 0 | 0 |  | 0 | 0 |  |  | 0
10 | 4 | 4 | 0 | 0 | 23.9 | 4.1 | 0 | 23.9 | 0 | 0 |  | 0 | 0 |  | 0 | 0 |  |  | 0
10 | 4 | 5 | 0 | 0 | 22.8 | 4.6 | 0 | 22.8 | 0 | 0 |  | 0 | 0 |  | 0 | 0 |  |  | 0
10 | 4 | 6 | 2 | 11 | 21.7 | 1.5 | 10.005 | 20.027 | 86.562 | 29.335 |  | 0 | 0 | 0 | 0 | 0 | 0 |  | 0
10 | 4 | 7 | 3 | 61 | 21.7 | 3.1 | 56.173 | 21.526 | 487.844 | 423.008 |  | 0 | 0 | 0 | 0 | 0 | 0 |  | 273.9464
10 | 4 | 8 | 2 | 91 | 21.7 | 4.1 | 82.946 | 22.233 | 719.96 | 650.472 |  | 13.9897 | 0.30621 | 0.0029005 | 11.4935 | 0.25157 | 0.002383 |  | 566.5156
10 | 4 | 9 | 10 | 260 | 22.8 | 4.6 | 254.235 | 26.881 | 2171.64 | 2068.89 |  | 111.7056 | 0.32614 | 0.0079832 | 94.0189 | 0.2745 | 0.0067192 |  | 1759.3201
10 | 4 | 10 | 10 | 338 | 23.9 | 5.2 | 332.983 | 29.497 | 2818.503 | 2698.618 |  | 146.93 | 0.33916 | 0.0080827 | 127.3863 | 0.29404 | 0.0070076 |  | 2318.9717
10 | 4 | 11 | 11 | 306 | 25.6 | 4.1 | 300.254 | 31.433 | 2524.032 | 2412.125 |  | 186.3287 | 0.34262 | 0.011219 | 162.3872 | 0.2986 | 0.0097772 |  | 2128.9699
10 | 4 | 12 | 2 | 132 | 25 | 4.6 | 121.542 | 26.804 | 1038.664 | 962.489 |  | 35.7313 | 0.34234 | 0.0050795 | 31.1151 | 0.29811 | 0.0044233 |  | 898.2678
10 | 4 | 13 | 2 | 160 | 25 | 5.7 | 147.811 | 26.777 | 1263.262 | 1182.166 |  | 35.2092 | 0.34267 | 0.0041409 | 30.6701 | 0.29849 | 0.0036071 |  | 1085.0611
10 | 4 | 14 | 2 | 128 | 24.4 | 4.1 | 117.44 | 25.925 | 1006.676 | 931.188 |  | 32.2391 | 0.34252 | 0.0047312 | 28.031 | 0.29781 | 0.0041137 |  | 869.1359
10 | 4 | 15 | 2 | 103 | 23.9 | 5.2 | 94.001 | 24.72 | 809.055 | 737.732 |  | 26.4869 | 0.33494 | 0.0048276 | 22.6268 | 0.28613 | 0.004124 |  | 695.5998
10 | 4 | 16 | 4 | 88 | 22.8 | 4.6 | 81.578 | 23.366 | 704.68 | 635.504 |  | 36.7906 | 0.31367 | 0.0077662 | 30.8086 | 0.26267 | 0.0065034 |  | 584.8962
10 | 4 | 17 | 6 | 57 | 22.8 | 3.1 | 55.789 | 22.826 | 480.533 | 415.841 |  | 9.3174 | 0.090777 | 0.0030103 | 7.7794 | 0.075793 | 0.0025134 |  | 336.4902
10 | 4 | 18 | 1 | 0 | 22.2 | 4.6 | 0.069 | 21.008 | 0.216 | 0 |  | 0 | 0 | 0 | 0 | 0 | 0 |  | 0.1997
10 | 4 | 19 | 0 | 0 | 22.2 | 4.1 | 0 | 22.2 | 0 | 0 |  | 0 | 0 |  | 0 | 0 |  |  | 0
10 | 4 | 20 | 0 | 0 | 22.2 | 1.5 | 0 | 22.2 | 0 | 0 |  | 0 | 0 |  | 0 | 0 |  |  | 0
10 | 4 | 21 | 0 | 0 | 22.2 | 0 | 0 | 22.2 | 0 | 0 |  | 0 | 0 |  | 0 | 0 |  |  | 0
10 | 4 | 22 | 0 | 0 | 22.2 | 0 | 0 | 22.2 | 0 | 0 |  | 0 | 0 |  | 0 | 0 |  |  | 0
10 | 4 | 23 | 0 | 0 | 22.2 | 0 | 0 | 22.2 | 0 | 0 |  | 0 | 0 |  | 0 | 0 |  |  | 0
10 | 5 | 0 | 0 | 0 | 21.7 | 2.1 | 0 | 21.7 | 0 | 0 |  | 0 | 0 |  | 0 | 0 |  |  | 0
10 | 5 | 1 | 0 | 0 | 21.7 | 2.1 | 0 | 21.7 | 0 | 0 |  | 0 | 0 |  | 0 | 0 |  |  | 0
10 | 5 | 2 | 0 | 0 | 21.7 | 3.1 | 0 | 21.7 | 0 | 0 |  | 0 | 0 |  | 0 | 0 |  |  | 0
10 | 5 | 3 | 0 | 0 | 21.7 | 2.6 | 0 | 21.7 | 0 | 0 |  | 0 | 0 |  | 0 | 0 |  |  | 0
10 | 5 | 4 | 0 | 0 | 21.1 | 3.6 | 0 | 21.1 | 0 | 0 |  | 0 | 0 |  | 0 | 0 |  |  | 0
10 | 5 | 5 | 0 | 0 | 21.1 | 2.1 | 0 | 21.1 | 0 | 0 |  | 0 | 0 |  | 0 | 0 |  |  | 0
10 | 5 | 6 | 2 | 4 | 21.1 | 2.1 | 3.857 | 19.417 | 32.836 | 0 |  | 0 | 0 | 0 | 0 | 0 | 0 |  | 0
10 | 5 | 7 | 3 | 60 | 21.1 | 2.1 | 55.28 | 20.82 | 481.243 | 416.537 |  | 0 | 0 | 0 | 0 | 0 | 0 |  | 270.4298
10 | 5 | 8 | 63 | 173 | 22.8 | 0 | 205.457 | 29.365 | 1731.377 | 1639.473 |  | 442.2732 | 0.30667 | 0.042022 | 363.122 | 0.25178 | 0.034502 |  | 1272.7315
10 | 5 | 9 | 768 | 89 | 26.1 | 2.1 | 694.006 | 42.977 | 5564.574 | 5356.071 |  | 8588.1556 | 0.32619 | 0.27702 | 7228.6812 | 0.27455 | 0.23317 |  | 4628.0706
10 | 5 | 10 | 574 | 227 | 27.2 | 1.5 | 785.062 | 49.527 | 6167.658 | 5936.251 |  | 8436.7197 | 0.33917 | 0.22931 | 7314.8502 | 0.29407 | 0.19882 |  | 5388.5441
10 | 5 | 11 | 358 | 232 | 27.2 | 3.1 | 630.576 | 42.19 | 5096.376 | 4904.8 |  | 6063.3922 | 0.34262 | 0.20294 | 5284.3011 | 0.2986 | 0.17687 |  | 4315.2697
10 | 5 | 12 | 807 | 290 | 29.4 | 3.6 | 1153.641 | 54.302 | 8903.703 | 8552.816 |  | 14411.2999 | 0.34236 | 0.25142 | 12550.7261 | 0.29816 | 0.21896 |  | 8517.5176
10 | 5 | 13 | 701 | 247 | 30.6 | 3.1 | 966.034 | 53.659 | 7472.771 | 7187.554 |  | 12330.5659 | 0.34267 | 0.25189 | 10740.1217 | 0.29847 | 0.2194 |  | 7274.9053
10 | 5 | 14 | 633 | 139 | 30.6 | 2.6 | 708.56 | 48.647 | 5578.999 | 5369.962 |  | 10190.8267 | 0.3425 | 0.27505 | 8860.8115 | 0.2978 | 0.23915 |  | 5574.3931
10 | 5 | 15 | 640 | 166 | 30 | 3.6 | 620.384 | 43.86 | 4939.927 | 4753.84 |  | 8458.132 | 0.33481 | 0.24894 | 7224.5347 | 0.28598 | 0.21263 |  | 5021.7263
10 | 5 | 16 | 210 | 89 | 28.9 | 2.6 | 190.632 | 33.872 | 1542.667 | 1455.21 |  | 1924.8288 | 0.31337 | 0.17798 | 1610.6991 | 0.26223 | 0.14893 |  | 1499.3497
10 | 5 | 17 | 2 | 21 | 23.3 | 5.2 | 19.056 | 22.785 | 164.18 | 105.525 |  | 3.0187 | 0.088614 | 0.002656 | 2.5181 | 0.073919 | 0.0022155 |  | 123.2898
10 | 5 | 18 | 2 | 0 | 24.4 | 4.6 | 0.142 | 23.193 | 0.45 | 0 |  | 0 | 0 | 0 | 0 | 0 | 0 |  | 0.38609
10 | 5 | 19 | 0 | 0 | 23.9 | 6.2 | 0 | 23.9 | 0 | 0 |  | 0 | 0 |  | 0 | 0 |  |  | 0
10 | 5 | 20 | 0 | 0 | 22.8 | 4.1 | 0 | 22.8 | 0 | 0 |  | 0 | 0 |  | 0 | 0 |  |  | 0
10 | 5 | 21 | 0 | 0 | 22.8 | 4.1 | 0 | 22.8 | 0 | 0 |  | 0 | 0 |  | 0 | 0 |  |  | 0
10 | 5 | 22 | 0 | 0 | 22.2 | 4.1 | 0 | 22.2 | 0 | 0 |  | 0 | 0 |  | 0 | 0 |  |  | 0
10 | 5 | 23 | 0 | 0 | 22.2 | 3.1 | 0 | 22.2 | 0 | 0 |  | 0 | 0 |  | 0 | 0 |  |  | 0
10 | 6 | 0 | 0 | 0 | 21.7 | 3.1 | 0 | 21.7 | 0 | 0 |  | 0 | 0 |  | 0 | 0 |  |  | 0
10 | 6 | 1 | 0 | 0 | 20.6 | 0 | 0 | 20.6 | 0 | 0 |  | 0 | 0 |  | 0 | 0 |  |  | 0
10 | 6 | 2 | 0 | 0 | 20.6 | 0 | 0 | 20.6 | 0 | 0 |  | 0 | 0 |  | 0 | 0 |  |  | 0
10 | 6 | 3 | 0 | 0 | 20.6 | 3.1 | 0 | 20.6 | 0 | 0 |  | 0 | 0 |  | 0 | 0 |  |  | 0
10 | 6 | 4 | 0 | 0 | 19.4 | 0 | 0 | 19.4 | 0 | 0 |  | 0 | 0 |  | 0 | 0 |  |  | 0
10 | 6 | 5 | 0 | 0 | 20 | 2.6 | 0 | 20 | 0 | 0 |  | 0 | 0 |  | 0 | 0 |  |  | 0
10 | 6 | 6 | 125 | 6 | 20 | 3.1 | 24.571 | 19 | 153.774 | 95.311 |  | 0 | 0 | 0 | 0 | 0 | 0 |  | 0
10 | 6 | 7 | 583 | 32 | 21.7 | 2.1 | 229.597 | 26.162 | 1753.847 | 1661.405 |  | 0 | 0 | 0 | 0 | 0 | 0 |  | 752.6479
10 | 6 | 8 | 759 | 44 | 24.4 | 2.1 | 478.726 | 35.968 | 3858.688 | 3708.259 |  | 5346.2957 | 0.30708 | 0.27111 | 4386.858 | 0.25197 | 0.22246 |  | 2779.6225
10 | 6 | 9 | 856 | 68 | 25.6 | 3.1 | 731.368 | 42.174 | 5880.121 | 5659.789 |  | 9581.5646 | 0.32623 | 0.29087 | 8065.1827 | 0.2746 | 0.24484 |  | 4957.7995
10 | 6 | 10 | 778 | 107 | 27.8 | 3.1 | 839.877 | 47.294 | 6653.49 | 6402.73 |  | 11438.2798 | 0.33918 | 0.29075 | 9917.626 | 0.29409 | 0.2521 |  | 5968.2173
10 | 6 | 11 | 919 | 85 | 29.4 | 2.1 | 1012.637 | 55.575 | 7775.982 | 7477.433 |  | 15562.1603 | 0.34262 | 0.31197 | 13562.5501 | 0.2986 | 0.27188 |  | 7665.8366
10 | 6 | 12 | 918 | 95 | 30.6 | 1.5 | 1039.895 | 60.161 | 7842.375 | 7540.864 |  | 16385.7252 | 0.34238 | 0.31007 | 14271.668 | 0.29821 | 0.27006 |  | 8115.6802
10 | 6 | 13 | 884 | 113 | 32.2 | 2.6 | 981.414 | 56.54 | 7506.174 | 7219.503 |  | 15535.9397 | 0.34267 | 0.30302 | 13530.9905 | 0.29844 | 0.26391 |  | 7841.7619
10 | 6 | 14 | 875 | 76 | 31.7 | 3.6 | 829.77 | 50.499 | 6484.866 | 6240.915 |  | 14068.5793 | 0.34249 | 0.31217 | 12232.7908 | 0.2978 | 0.27143 |  | 6922.1097
10 | 6 | 15 | 688 | 137 | 32.8 | 2.1 | 626.37 | 49.648 | 4876.25 | 4692.375 |  | 9073.2637 | 0.33469 | 0.26451 | 7748.9383 | 0.28584 | 0.2259 |  | 5115.6049
10 | 6 | 16 | 632 | 54 | 32.2 | 2.1 | 353.96 | 41.794 | 2730.247 | 2612.784 |  | 5772.7592 | 0.31307 | 0.27135 | 4827.085 | 0.26179 | 0.2269 |  | 3126.3342
10 | 6 | 17 | 283 | 10 | 30.6 | 2.1 | 71.251 | 32.144 | 464.521 | 400.143 |  | 415.3411 | 0.086539 | 0.078006 | 346.175 | 0.072128 | 0.065016 |  | 690.6482
10 | 6 | 18 | 0 | 0 | 29.4 | 0 | 0 | 29.4 | 0 | 0 |  | 0 | 0 |  | 0 | 0 |  |  | 0
10 | 6 | 19 | 0 | 0 | 28.9 | 0 | 0 | 28.9 | 0 | 0 |  | 0 | 0 |  | 0 | 0 |  |  | 0
10 | 6 | 20 | 0 | 0 | 26.7 | 1.5 | 0 | 26.7 | 0 | 0 |  | 0 | 0 |  | 0 | 0 |  |  | 0
10 | 6 | 21 | 0 | 0 | 26.1 | 0 | 0 | 26.1 | 0 | 0 |  | 0 | 0 |  | 0 | 0 |  |  | 0
10 | 6 | 22 | 0 | 0 | 25 | 1.5 | 0 | 25 | 0 | 0 |  | 0 | 0 |  | 0 | 0 |  |  | 0
10 | 6 | 23 | 0 | 0 | 24.4 | 0 | 0 | 24.4 | 0 | 0 |  | 0 | 0 |  | 0 | 0 |  |  | 0
10 | 7 | 0 | 0 | 0 | 22.8 | 0 | 0 | 22.8 | 0 | 0 |  | 0 | 0 |  | 0 | 0 |  |  | 0
10 | 7 | 1 | 0 | 0 | 21.7 | 0 | 0 | 21.7 | 0 | 0 |  | 0 | 0 |  | 0 | 0 |  |  | 0
10 | 7 | 2 | 0 | 0 | 20.6 | 0 | 0 | 20.6 | 0 | 0 |  | 0 | 0 |  | 0 | 0 |  |  | 0
10 | 7 | 3 | 0 | 0 | 20.6 | 0 | 0 | 20.6 | 0 | 0 |  | 0 | 0 |  | 0 | 0 |  |  | 0
10 | 7 | 4 | 0 | 0 | 20.6 | 0 | 0 | 20.6 | 0 | 0 |  | 0 | 0 |  | 0 | 0 |  |  | 0
10 | 7 | 5 | 0 | 0 | 19.4 | 0 | 0 | 19.4 | 0 | 0 |  | 0 | 0 |  | 0 | 0 |  |  | 0
10 | 7 | 6 | 122 | 5 | 19.4 | 0 | 22.988 | 16.838 | 142.18 | 83.932 |  | 0 | 0 | 0 | 0 | 0 | 0 |  | 0
10 | 7 | 7 | 581 | 28 | 21.7 | 1.5 | 223.553 | 26.394 | 1702.089 | 1610.883 |  | 0 | 0 | 0 | 0 | 0 | 0 |  | 738.4396
10 | 7 | 8 | 750 | 41 | 25 | 1.5 | 470.732 | 37.422 | 3774.061 | 3626.255 |  | 5299.4011 | 0.30746 | 0.27333 | 4345.9552 | 0.25214 | 0.22415 |  | 2737.2906
10 | 7 | 9 | 838 | 61 | 27.8 | 1.5 | 709.979 | 47.429 | 5596.288 | 5386.612 |  | 9388.3757 | 0.32626 | 0.29359 | 7902.8914 | 0.27464 | 0.24713 |  | 4820.7343
10 | 7 | 10 | 869 | 80 | 30 | 2.1 | 883.251 | 52.754 | 6851.678 | 6592.792 |  | 12778.7425 | 0.33919 | 0.30517 | 11080.1639 | 0.2941 | 0.26461 |  | 6404.1542
10 | 7 | 11 | 908 | 91 | 31.7 | 0 | 1008.52 | 68.623 | 7348.306 | 7068.471 |  | 15372.2787 | 0.34262 | 0.30965 | 13397.0443 | 0.2986 | 0.26986 |  | 7619.2793
10 | 7 | 12 | 948 | 85 | 33.3 | 3.1 | 1058.111 | 57.934 | 8050.648 | 7739.75 |  | 16912.466 | 0.3424 | 0.31403 | 14731.913 | 0.29825 | 0.27354 |  | 8288.857
10 | 7 | 13 | 947 | 104 | 34.4 | 2.1 | 1030.911 | 61.329 | 7736.093 | 7439.315 |  | 16627.9079 | 0.34266 | 0.30801 | 14480.8835 | 0.29842 | 0.26824 |  | 8279.7499
10 | 7 | 14 | 911 | 66 | 33.9 | 2.6 | 847.345 | 55.168 | 6502.93 | 6258.254 |  | 14627.895 | 0.34247 | 0.31677 | 12719.4954 | 0.29779 | 0.27544 |  | 7110.597
10 | 7 | 15 | 687 | 142 | 33.9 | 3.1 | 630.065 | 48.945 | 4918.16 | 4732.831 |  | 9040.6629 | 0.33455 | 0.26222 | 7720.1056 | 0.28569 | 0.22391 |  | 5134.797
10 | 7 | 16 | 685 | 46 | 33.3 | 1.5 | 367.833 | 44.332 | 2803.642 | 2684.167 |  | 6235.2071 | 0.31277 | 0.27898 | 5209.8339 | 0.26134 | 0.2331 |  | 3299.0503
10 | 7 | 17 | 317 | 9 | 32.2 | 1.5 | 76.465 | 34.268 | 488.283 | 423.438 |  | 452.5975 | 0.084549 | 0.077692 | 376.9442 | 0.070417 | 0.064705 |  | 757.0281
10 | 7 | 18 | 0 | 0 | 30.6 | 2.1 | 0 | 30.6 | 0 | 0 |  | 0 | 0 |  | 0 | 0 |  |  | 0
10 | 7 | 19 | 0 | 0 | 28.9 | 2.1 | 0 | 28.9 | 0 | 0 |  | 0 | 0 |  | 0 | 0 |  |  | 0
10 | 7 | 20 | 0 | 0 | 27.8 | 0 | 0 | 27.8 | 0 | 0 |  | 0 | 0 |  | 0 | 0 |  |  | 0
10 | 7 | 21 | 0 | 0 | 26.7 | 1.5 | 0 | 26.7 | 0 | 0 |  | 0 | 0 |  | 0 | 0 |  |  | 0
10 | 7 | 22 | 0 | 0 | 25.6 | 2.1 | 0 | 25.6 | 0 | 0 |  | 0 | 0 |  | 0 | 0 |  |  | 0
10 | 7 | 23 | 0 | 0 | 25 | 0 | 0 | 25 | 0 | 0 |  | 0 | 0 |  | 0 | 0 |  |  | 0
10 | 8 | 0 | 0 | 0 | 23.9 | 2.1 | 0 | 23.9 | 0 | 0 |  | 0 | 0 |  | 0 | 0 |  |  | 0
10 | 8 | 1 | 0 | 0 | 23.3 | 0 | 0 | 23.3 | 0 | 0 |  | 0 | 0 |  | 0 | 0 |  |  | 0
10 | 8 | 2 | 0 | 0 | 21.7 | 0 | 0 | 21.7 | 0 | 0 |  | 0 | 0 |  | 0 | 0 |  |  | 0
10 | 8 | 3 | 0 | 0 | 21.1 | 1.5 | 0 | 21.1 | 0 | 0 |  | 0 | 0 |  | 0 | 0 |  |  | 0
10 | 8 | 4 | 0 | 0 | 21.1 | 1.5 | 0 | 21.1 | 0 | 0 |  | 0 | 0 |  | 0 | 0 |  |  | 0
10 | 8 | 5 | 0 | 0 | 20.6 | 0 | 0 | 20.6 | 0 | 0 |  | 0 | 0 |  | 0 | 0 |  |  | 0
10 | 8 | 6 | 122 | 5 | 20.6 | 0 | 23.365 | 18.13 | 144.671 | 86.377 |  | 0 | 0 | 0 | 0 | 0 | 0 |  | 0
10 | 8 | 7 | 544 | 46 | 23.3 | 1.5 | 234.817 | 28.348 | 1800.073 | 1706.52 |  | 0 | 0 | 0 | 0 | 0 | 0 |  | 785.5747
10 | 8 | 8 | 777 | 37 | 26.7 | 1.5 | 481.498 | 39.446 | 3830.833 | 3681.27 |  | 5506.017 | 0.3078 | 0.27765 | 4513.0737 | 0.25229 | 0.22758 |  | 2807.8257
10 | 8 | 9 | 865 | 53 | 30 | 0 | 721.203 | 56.849 | 5480.939 | 5275.515 |  | 9698.526 | 0.32629 | 0.29836 | 8164.2805 | 0.27468 | 0.25116 |  | 4914.0917
10 | 8 | 10 | 921 | 74 | 31.7 | 1.5 | 923.29 | 57.437 | 7032.149 | 6765.748 |  | 13545.1209 | 0.3392 | 0.30912 | 11744.8612 | 0.29411 | 0.26804 |  | 6716.2339
10 | 8 | 11 | 950 | 85 | 33.9 | 2.1 | 1042.872 | 60.79 | 7844.424 | 7542.821 |  | 16078.6807 | 0.34262 | 0.31287 | 14012.6403 | 0.2986 | 0.27267 |  | 7901.3609
10 | 8 | 12 | 861 | 145 | 35 | 1.5 | 1048.676 | 64.605 | 7768.276 | 7470.069 |  | 15351.8056 | 0.34242 | 0.29272 | 13373.7626 | 0.2983 | 0.255 |  | 7976.783
10 | 8 | 13 | 948 | 104 | 36.1 | 3.1 | 1031.096 | 60.153 | 7773.867 | 7475.411 |  | 16629.5663 | 0.34266 | 0.30801 | 14481.1808 | 0.29839 | 0.26822 |  | 8280.5339
10 | 8 | 14 | 896 | 102 | 36.1 | 3.1 | 882.363 | 56.96 | 6724.841 | 6471.171 |  | 14367.3943 | 0.34245 | 0.30369 | 12493.3869 | 0.29778 | 0.26407 |  | 7232.3318
10 | 8 | 15 | 669 | 152 | 35.6 | 3.6 | 627.269 | 49.922 | 4878.676 | 4694.716 |  | 8784.7036 | 0.33442 | 0.2565 | 7500.5883 | 0.28554 | 0.21901 |  | 5083.5313
10 | 8 | 16 | 682 | 50 | 35 | 3.1 | 370.344 | 43.809 | 2829.101 | 2708.924 |  | 6186.4504 | 0.31248 | 0.2759 | 5165.1063 | 0.26089 | 0.23035 |  | 3302.9325
10 | 8 | 17 | 304 | 10 | 33.9 | 3.1 | 75.483 | 35.399 | 484.259 | 419.494 |  | 422.4433 | 0.082642 | 0.074945 | 351.5974 | 0.068782 | 0.062376 |  | 729.7511
10 | 8 | 18 | 1 | 0 | 32.2 | 3.1 | 0 | 32.2 | 0 | 0 |  | 0 | 0 | 0 | 0 | 0 | 0 |  | 0.17442
10 | 8 | 19 | 0 | 0 | 30 | 3.1 | 0 | 30 | 0 | 0 |  | 0 | 0 |  | 0 | 0 |  |  | 0
10 | 8 | 20 | 0 | 0 | 28.9 | 2.1 | 0 | 28.9 | 0 | 0 |  | 0 | 0 |  | 0 | 0 |  |  | 0
10 | 8 | 21 | 0 | 0 | 27.2 | 1.5 | 0 | 27.2 | 0 | 0 |  | 0 | 0 |  | 0 | 0 |  |  | 0
10 | 8 | 22 | 0 | 0 | 26.1 | 2.1 | 0 | 26.1 | 0 | 0 |  | 0 | 0 |  | 0 | 0 |  |  | 0
10 | 8 | 23 | 0 | 0 | 25.6 | 2.1 | 0 | 25.6 | 0 | 0 |  | 0 | 0 |  | 0 | 0 |  |  | 0
10 | 9 | 0 | 0 | 0 | 23.9 | 0 | 0 | 23.9 | 0 | 0 |  | 0 | 0 |  | 0 | 0 |  |  | 0
10 | 9 | 1 | 0 | 0 | 22.8 | 0 | 0 | 22.8 | 0 | 0 |  | 0 | 0 |  | 0 | 0 |  |  | 0
10 | 9 | 2 | 0 | 0 | 22.2 | 0 | 0 | 22.2 | 0 | 0 |  | 0 | 0 |  | 0 | 0 |  |  | 0
10 | 9 | 3 | 0 | 0 | 21.7 | 0 | 0 | 21.7 | 0 | 0 |  | 0 | 0 |  | 0 | 0 |  |  | 0
10 | 9 | 4 | 0 | 0 | 21.1 | 0 | 0 | 21.1 | 0 | 0 |  | 0 | 0 |  | 0 | 0 |  |  | 0
10 | 9 | 5 | 0 | 0 | 21.7 | 0 | 0 | 21.7 | 0 | 0 |  | 0 | 0 |  | 0 | 0 |  |  | 0
10 | 9 | 6 | 156 | 1 | 22.2 | 2.6 | 22.99 | 21.37 | 122.741 | 64.851 |  | 0 | 0 | 0 | 0 | 0 | 0 |  | 0
10 | 9 | 7 | 636 | 28 | 23.9 | 4.1 | 242.724 | 27.863 | 1837.99 | 1743.521 |  | 0 | 0 | 0 | 0 | 0 | 0 |  | 808.3279
10 | 9 | 8 | 800 | 41 | 28.3 | 4.1 | 499.842 | 38.184 | 3996.46 | 3841.71 |  | 5684.0442 | 0.3081 | 0.27591 | 4656.7911 | 0.25242 | 0.22604 |  | 2914.3835
10 | 9 | 9 | 883 | 66 | 30.6 | 4.1 | 750.689 | 46.14 | 5946.393 | 5723.533 |  | 9907.2377 | 0.32632 | 0.2929 | 8340.2674 | 0.27471 | 0.24657 |  | 5097.5936
10 | 9 | 10 | 905 | 94 | 32.2 | 3.6 | 932.057 | 52.672 | 7232.657 | 6957.775 |  | 13310.4989 | 0.3392 | 0.3013 | 11541.4977 | 0.29412 | 0.26126 |  | 6741.6357
10 | 9 | 11 | 935 | 103 | 33.9 | 2.6 | 1048.438 | 59.419 | 7929.544 | 7624.123 |  | 15819.3744 | 0.34262 | 0.3067 | 13786.5966 | 0.29859 | 0.26729 |  | 7903.2793
10 | 9 | 12 | 931 | 95 | 35 | 1.5 | 1051.464 | 64.689 | 7786.255 | 7487.248 |  | 16589.9692 | 0.34245 | 0.31048 | 14453.7144 | 0.29835 | 0.2705 |  | 8207.3709
10 | 9 | 13 | 929 | 117 | 36.1 | 2.1 | 1026.68 | 62.84 | 7657.557 | 7364.251 |  | 16280.0734 | 0.34266 | 0.30343 | 14175.7489 | 0.29837 | 0.26421 |  | 8208.0047
10 | 9 | 14 | 882 | 115 | 36.7 | 3.1 | 884.309 | 57.579 | 6723.286 | 6469.68 |  | 14123.1285 | 0.34242 | 0.2987 | 12281.4168 | 0.29777 | 0.25975 |  | 7207.9632
10 | 9 | 15 | 604 | 181 | 36.1 | 3.1 | 610.024 | 50.771 | 4731.879 | 4552.963 |  | 7913.8098 | 0.33428 | 0.23854 | 6756.1603 | 0.28538 | 0.20364 |  | 4872.8124
10 | 9 | 16 | 648 | 57 | 36.1 | 4.1 | 362.26 | 43.893 | 2769.744 | 2651.2 |  | 5857.7982 | 0.31219 | 0.26925 | 4886.8736 | 0.26044 | 0.22462 |  | 3191.0839
10 | 9 | 17 | 298 | 11 | 33.9 | 2.6 | 76.24 | 35.531 | 493.348 | 428.404 |  | 403.2434 | 0.080814 | 0.072431 | 335.4249 | 0.067222 | 0.060249 |  | 718.2602
10 | 9 | 18 | 0 | 0 | 32.2 | 1.5 | 0 | 32.2 | 0 | 0 |  | 0 | 0 |  | 0 | 0 |  |  | 0
10 | 9 | 19 | 0 | 0 | 30 | 0 | 0 | 30 | 0 | 0 |  | 0 | 0 |  | 0 | 0 |  |  | 0
10 | 9 | 20 | 0 | 0 | 28.3 | 0 | 0 | 28.3 | 0 | 0 |  | 0 | 0 |  | 0 | 0 |  |  | 0
10 | 9 | 21 | 0 | 0 | 27.8 | 1.5 | 0 | 27.8 | 0 | 0 |  | 0 | 0 |  | 0 | 0 |  |  | 0
10 | 9 | 22 | 0 | 0 | 26.7 | 1.5 | 0 | 26.7 | 0 | 0 |  | 0 | 0 |  | 0 | 0 |  |  | 0
10 | 9 | 23 | 0 | 0 | 25.6 | 2.1 | 0 | 25.6 | 0 | 0 |  | 0 | 0 |  | 0 | 0 |  |  | 0
10 | 10 | 0 | 0 | 0 | 25 | 2.6 | 0 | 25 | 0 | 0 |  | 0 | 0 |  | 0 | 0 |  |  | 0
10 | 10 | 1 | 0 | 0 | 23.9 | 2.6 | 0 | 23.9 | 0 | 0 |  | 0 | 0 |  | 0 | 0 |  |  | 0
10 | 10 | 2 | 0 | 0 | 23.3 | 2.6 | 0 | 23.3 | 0 | 0 |  | 0 | 0 |  | 0 | 0 |  |  | 0
10 | 10 | 3 | 0 | 0 | 22.8 | 2.6 | 0 | 22.8 | 0 | 0 |  | 0 | 0 |  | 0 | 0 |  |  | 0
10 | 10 | 4 | 0 | 0 | 21.7 | 3.1 | 0 | 21.7 | 0 | 0 |  | 0 | 0 |  | 0 | 0 |  |  | 0
10 | 10 | 5 | 0 | 0 | 21.7 | 3.1 | 0 | 21.7 | 0 | 0 |  | 0 | 0 |  | 0 | 0 |  |  | 0
10 | 10 | 6 | 135 | 1 | 21.7 | 2.6 | 20.459 | 20.795 | 111.186 | 53.509 |  | 0 | 0 | 0 | 0 | 0 | 0 |  | 0
10 | 10 | 7 | 615 | 31 | 25.6 | 3.6 | 240.312 | 29.698 | 1813.771 | 1719.888 |  | 0 | 0 | 0 | 0 | 0 | 0 |  | 804.7779
10 | 10 | 8 | 789 | 46 | 26.1 | 2.6 | 500.345 | 37.511 | 4012.187 | 3856.939 |  | 5619.5086 | 0.30837 | 0.27229 | 4601.9251 | 0.25253 | 0.22298 |  | 2913.7184
10 | 10 | 9 | 870 | 68 | 28.9 | 3.6 | 743.542 | 44.972 | 5915.991 | 5694.293 |  | 9767.246 | 0.32635 | 0.29157 | 8222.6742 | 0.27474 | 0.24546 |  | 5044.7181
10 | 10 | 10 | 910 | 93 | 31.7 | 2.1 | 935.474 | 55.717 | 7173.461 | 6901.098 |  | 13383.7297 | 0.3392 | 0.30185 | 11604.9624 | 0.29412 | 0.26173 |  | 6768.6323
10 | 10 | 11 | 930 | 103 | 34.4 | 3.1 | 1043.233 | 58.533 | 7917.976 | 7613.074 |  | 15728.5309 | 0.34262 | 0.30652 | 13707.3429 | 0.29859 | 0.26713 |  | 7861.7942
10 | 10 | 12 | 926 | 106 | 36.1 | 2.6 | 1058.397 | 62.003 | 7923.13 | 7617.997 |  | 16490.2817 | 0.34247 | 0.30699 | 14368.0721 | 0.2984 | 0.26749 |  | 8234.7958
10 | 10 | 13 | 906 | 124 | 36.7 | 2.6 | 1021.662 | 61.81 | 7651.786 | 7358.736 |  | 15860.6351 | 0.34265 | 0.3004 | 13809.522 | 0.29834 | 0.26156 |  | 8063.49
10 | 10 | 14 | 870 | 117 | 37.8 | 1.5 | 875.564 | 62.982 | 6514.58 | 6269.436 |  | 13911.0597 | 0.3424 | 0.29743 | 12097.4612 | 0.29776 | 0.25866 |  | 7124.875
10 | 10 | 15 | 579 | 192 | 37.8 | 0 | 604.315 | 62.819 | 4471.269 | 4301.127 |  | 7569.4857 | 0.33415 | 0.23125 | 6461.4143 | 0.28523 | 0.1974 |  | 4786.9187
10 | 10 | 16 | 691 | 45 | 37.2 | 2.6 | 367.008 | 46.44 | 2771.04 | 2652.46 |  | 6225.1175 | 0.3119 | 0.27889 | 5189.1772 | 0.26 | 0.23248 |  | 3292.538
10 | 10 | 17 | 255 | 12 | 35 | 2.1 | 70.691 | 36.712 | 465.539 | 401.141 |  | 336.1765 | 0.079062 | 0.06886 | 279.5022 | 0.065734 | 0.057251 |  | 625.9178
10 | 10 | 18 | 0 | 0 | 33.3 | 0 | 0 | 33.3 | 0 | 0 |  | 0 | 0 |  | 0 | 0 |  |  | 0
10 | 10 | 19 | 0 | 0 | 31.7 | 0 | 0 | 31.7 | 0 | 0 |  | 0 | 0 |  | 0 | 0 |  |  | 0
10 | 10 | 20 | 0 | 0 | 30 | 0 | 0 | 30 | 0 | 0 |  | 0 | 0 |  | 0 | 0 |  |  | 0
10 | 10 | 21 | 0 | 0 | 28.9 | 0 | 0 | 28.9 | 0 | 0 |  | 0 | 0 |  | 0 | 0 |  |  | 0
10 | 10 | 22 | 0 | 0 | 27.8 | 1.5 | 0 | 27.8 | 0 | 0 |  | 0 | 0 |  | 0 | 0 |  |  | 0
10 | 10 | 23 | 0 | 0 | 26.7 | 2.6 | 0 | 26.7 | 0 | 0 |  | 0 | 0 |  | 0 | 0 |  |  | 0
10 | 11 | 0 | 0 | 0 | 26.1 | 2.1 | 0 | 26.1 | 0 | 0 |  | 0 | 0 |  | 0 | 0 |  |  | 0
10 | 11 | 1 | 0 | 0 | 25 | 2.1 | 0 | 25 | 0 | 0 |  | 0 | 0 |  | 0 | 0 |  |  | 0
10 | 11 | 2 | 0 | 0 | 24.4 | 2.6 | 0 | 24.4 | 0 | 0 |  | 0 | 0 |  | 0 | 0 |  |  | 0
10 | 11 | 3 | 0 | 0 | 22.8 | 2.1 | 0 | 22.8 | 0 | 0 |  | 0 | 0 |  | 0 | 0 |  |  | 0
10 | 11 | 4 | 0 | 0 | 23.9 | 2.1 | 0 | 23.9 | 0 | 0 |  | 0 | 0 |  | 0 | 0 |  |  | 0
10 | 11 | 5 | 0 | 0 | 22.8 | 3.1 | 0 | 22.8 | 0 | 0 |  | 0 | 0 |  | 0 | 0 |  |  | 0
10 | 11 | 6 | 110 | 10 | 22.2 | 2.6 | 29.346 | 21.517 | 200.596 | 141.263 |  | 0 | 0 | 0 | 0 | 0 | 0 |  | 0
10 | 11 | 7 | 356 | 77 | 23.3 | 4.1 | 206.117 | 26.478 | 1635.586 | 1545.954 |  | 0 | 0 | 0 | 0 | 0 | 0 |  | 736.5401
10 | 11 | 8 | 443 | 107 | 27.2 | 3.6 | 375.359 | 34.71 | 3060.475 | 2933.814 |  | 3162.1659 | 0.30861 | 0.19933 | 2588.5391 | 0.25263 | 0.16317 |  | 2139.5066
10 | 11 | 9 | 737 | 111 | 29.4 | 2.6 | 700.871 | 45.852 | 5561.028 | 5352.656 |  | 8278.2743 | 0.32637 | 0.26539 | 6969.3533 | 0.27477 | 0.22343 |  | 4626.0708
10 | 11 | 10 | 895 | 106 | 31.7 | 3.1 | 936.661 | 53.141 | 7255.23 | 6979.386 |  | 13161.8305 | 0.33919 | 0.29665 | 11412.4138 | 0.29411 | 0.25722 |  | 6753.3293
10 | 11 | 11 | 908 | 129 | 32.8 | 3.1 | 1061.034 | 57.366 | 8090.374 | 7777.669 |  | 15349.5399 | 0.34262 | 0.29763 | 13376.9392 | 0.29859 | 0.25938 |  | 7862.5472
10 | 11 | 12 | 919 | 139 | 35.6 | 2.1 | 1098.827 | 64.035 | 8158.556 | 7842.737 |  | 16354.4173 | 0.3425 | 0.2971 | 14250.7529 | 0.29844 | 0.25888 |  | 8392.6993
10 | 11 | 13 | 719 | 216 | 37.2 | 1.5 | 949.385 | 64.436 | 7035.713 | 6769.163 |  | 12573.5316 | 0.34265 | 0.26176 | 10946.7818 | 0.29832 | 0.22789 |  | 7178.7395
10 | 11 | 14 | 373 | 292 | 37.2 | 3.1 | 635.31 | 52.554 | 4930.288 | 4744.537 |  | 5955.4597 | 0.34237 | 0.18199 | 5179.2476 | 0.29775 | 0.15827 |  | 4664.9102
10 | 11 | 15 | 219 | 261 | 36.7 | 2.1 | 422.88 | 48.048 | 3328.065 | 3193.678 |  | 2856.6945 | 0.33401 | 0.12836 | 2438.2179 | 0.28508 | 0.10956 |  | 3056.8746
10 | 11 | 16 | 185 | 138 | 35.6 | 3.1 | 227.374 | 40.739 | 1806.885 | 1713.168 |  | 1660.9695 | 0.31162 | 0.13208 | 1383.4491 | 0.25955 | 0.11001 |  | 1688.9354
10 | 11 | 17 | 30 | 27 | 34.4 | 1.5 | 34.225 | 34.832 | 270.319 | 209.676 |  | 38.5523 | 0.077385 | 0.020125 | 32.0403 | 0.064314 | 0.016725 |  | 216.7253
10 | 11 | 18 | 0 | 0 | 32.8 | 0 | 0 | 32.8 | 0 | 0 |  | 0 | 0 |  | 0 | 0 |  |  | 0
10 | 11 | 19 | 0 | 0 | 31.1 | 0 | 0 | 31.1 | 0 | 0 |  | 0 | 0 |  | 0 | 0 |  |  | 0
10 | 11 | 20 | 0 | 0 | 30 | 0 | 0 | 30 | 0 | 0 |  | 0 | 0 |  | 0 | 0 |  |  | 0
10 | 11 | 21 | 0 | 0 | 28.3 | 0 | 0 | 28.3 | 0 | 0 |  | 0 | 0 |  | 0 | 0 |  |  | 0
10 | 11 | 22 | 0 | 0 | 27.8 | 0 | 0 | 27.8 | 0 | 0 |  | 0 | 0 |  | 0 | 0 |  |  | 0
10 | 11 | 23 | 0 | 0 | 26.1 | 1.5 | 0 | 26.1 | 0 | 0 |  | 0 | 0 |  | 0 | 0 |  |  | 0
10 | 12 | 0 | 0 | 0 | 26.1 | 1.5 | 0 | 26.1 | 0 | 0 |  | 0 | 0 |  | 0 | 0 |  |  | 0
10 | 12 | 1 | 0 | 0 | 25 | 0 | 0 | 25 | 0 | 0 |  | 0 | 0 |  | 0 | 0 |  |  | 0
10 | 12 | 2 | 0 | 0 | 24.4 | 0 | 0 | 24.4 | 0 | 0 |  | 0 | 0 |  | 0 | 0 |  |  | 0
10 | 12 | 3 | 0 | 0 | 23.9 | 2.1 | 0 | 23.9 | 0 | 0 |  | 0 | 0 |  | 0 | 0 |  |  | 0
10 | 12 | 4 | 0 | 0 | 22.8 | 2.6 | 0 | 22.8 | 0 | 0 |  | 0 | 0 |  | 0 | 0 |  |  | 0
10 | 12 | 5 | 0 | 0 | 22.2 | 2.6 | 0 | 22.2 | 0 | 0 |  | 0 | 0 |  | 0 | 0 |  |  | 0
10 | 12 | 6 | 64 | 12 | 22.2 | 2.1 | 24.088 | 21.214 | 177.903 | 118.993 |  | 0 | 0 | 0 | 0 | 0 | 0 |  | 0
10 | 12 | 7 | 376 | 59 | 25 | 3.1 | 194.065 | 28.205 | 1516.359 | 1429.513 |  | 0 | 0 | 0 | 0 | 0 | 0 |  | 680.1859
10 | 12 | 8 | 616 | 75 | 26.7 | 3.6 | 442.78 | 35.659 | 3585.785 | 3443.727 |  | 4405.8477 | 0.30882 | 0.24202 | 3605.3292 | 0.25271 | 0.19805 |  | 2523.1646
10 | 12 | 9 | 701 | 147 | 29.4 | 3.1 | 713.655 | 45.447 | 5672.928 | 5460.401 |  | 7877.1296 | 0.32639 | 0.2473 | 6631.7835 | 0.27479 | 0.20821 |  | 4673.6114
10 | 12 | 10 | 594 | 248 | 31.7 | 2.6 | 828.337 | 51.853 | 6449.704 | 6207.16 |  | 8733.8291 | 0.33919 | 0.22528 | 7572.7987 | 0.2941 | 0.19533 |  | 5664.8321
10 | 12 | 11 | 486 | 333 | 33.3 | 3.1 | 866.678 | 53.462 | 6710.47 | 6457.388 |  | 8211.5862 | 0.34263 | 0.19811 | 7156.2145 | 0.29859 | 0.17265 |  | 5969.531
10 | 12 | 12 | 703 | 268 | 34.4 | 2.6 | 1025.817 | 59.254 | 7764.138 | 7466.115 |  | 12501.39 | 0.34253 | 0.24722 | 10894.0187 | 0.29849 | 0.21543 |  | 7495.6863
10 | 12 | 13 | 504 | 288 | 35.6 | 1.5 | 816.887 | 59.432 | 6177.097 | 5945.321 |  | 8803.9964 | 0.34265 | 0.21571 | 7664.4986 | 0.2983 | 0.18779 |  | 5940.2694
10 | 12 | 14 | 730 | 187 | 37.2 | 2.6 | 836.824 | 57.664 | 6361.362 | 6122.335 |  | 11638.1045 | 0.34235 | 0.26563 | 10121.6589 | 0.29774 | 0.23102 |  | 6556.0202
10 | 12 | 15 | 311 | 268 | 36.7 | 2.6 | 500.835 | 49.6 | 3914.496 | 3762.324 |  | 4047.6782 | 0.33387 | 0.15453 | 3454.3212 | 0.28492 | 0.13188 |  | 3656.7401
10 | 12 | 16 | 405 | 91 | 36.1 | 2.1 | 286.908 | 43.706 | 2217 | 2113.095 |  | 3623.9157 | 0.31134 | 0.22074 | 3015.9741 | 0.25911 | 0.18371 |  | 2334.9351
10 | 12 | 17 | 116 | 21 | 34.4 | 2.1 | 52.432 | 35.379 | 381.048 | 318.291 |  | 145.3847 | 0.075779 | 0.048124 | 120.7906 | 0.06296 | 0.039983 |  | 368.8604
10 | 12 | 18 | 0 | 0 | 32.8 | 0 | 0 | 32.8 | 0 | 0 |  | 0 | 0 |  | 0 | 0 |  |  | 0
10 | 12 | 19 | 0 | 0 | 31.1 | 0 | 0 | 31.1 | 0 | 0 |  | 0 | 0 |  | 0 | 0 |  |  | 0
10 | 12 | 20 | 0 | 0 | 29.4 | 0 | 0 | 29.4 | 0 | 0 |  | 0 | 0 |  | 0 | 0 |  |  | 0
10 | 12 | 21 | 0 | 0 | 28.3 | 0 | 0 | 28.3 | 0 | 0 |  | 0 | 0 |  | 0 | 0 |  |  | 0
10 | 12 | 22 | 0 | 0 | 27.2 | 2.1 | 0 | 27.2 | 0 | 0 |  | 0 | 0 |  | 0 | 0 |  |  | 0
10 | 12 | 23 | 0 | 0 | 26.1 | 2.6 | 0 | 26.1 | 0 | 0 |  | 0 | 0 |  | 0 | 0 |  |  | 0
10 | 13 | 0 | 0 | 0 | 25.6 | 3.1 | 0 | 25.6 | 0 | 0 |  | 0 | 0 |  | 0 | 0 |  |  | 0
10 | 13 | 1 | 0 | 0 | 24.4 | 2.1 | 0 | 24.4 | 0 | 0 |  | 0 | 0 |  | 0 | 0 |  |  | 0
10 | 13 | 2 | 0 | 0 | 22.8 | 2.1 | 0 | 22.8 | 0 | 0 |  | 0 | 0 |  | 0 | 0 |  |  | 0
10 | 13 | 3 | 0 | 0 | 22.2 | 3.1 | 0 | 22.2 | 0 | 0 |  | 0 | 0 |  | 0 | 0 |  |  | 0
10 | 13 | 4 | 0 | 0 | 21.7 | 3.1 | 0 | 21.7 | 0 | 0 |  | 0 | 0 |  | 0 | 0 |  |  | 0
10 | 13 | 5 | 0 | 0 | 21.1 | 3.1 | 0 | 21.1 | 0 | 0 |  | 0 | 0 |  | 0 | 0 |  |  | 0
10 | 13 | 6 | 23 | 17 | 21.7 | 3.6 | 20.516 | 20.824 | 167.488 | 108.771 |  | 0 | 0 | 0 | 0 | 0 | 0 |  | 0
10 | 13 | 7 | 418 | 55 | 23.3 | 3.1 | 206.687 | 26.761 | 1617.305 | 1528.104 |  | 0 | 0 | 0 | 0 | 0 | 0 |  | 711.5871
10 | 13 | 8 | 634 | 88 | 27.2 | 5.2 | 468.058 | 35.344 | 3797.225 | 3648.704 |  | 4542.7245 | 0.30901 | 0.23512 | 3716.1504 | 0.25278 | 0.19234 |  | 2666.8544
10 | 13 | 9 | 618 | 171 | 29.4 | 3.6 | 671.139 | 43.86 | 5368.382 | 5167.063 |  | 6946.6284 | 0.3264 | 0.22956 | 5848.4924 | 0.2748 | 0.19327 |  | 4393.1754
10 | 13 | 10 | 715 | 191 | 31.7 | 3.1 | 881.854 | 51.892 | 6864.733 | 6605.308 |  | 10510.341 | 0.33918 | 0.25625 | 9112.8637 | 0.29408 | 0.22218 |  | 6101.4722
10 | 13 | 11 | 720 | 214 | 33.9 | 3.1 | 975.554 | 56.497 | 7464.167 | 7179.323 |  | 12158.5485 | 0.34263 | 0.26024 | 10595.7399 | 0.29859 | 0.22679 |  | 6974.7881
10 | 13 | 12 | 801 | 182 | 35.6 | 2.1 | 1034.595 | 62.355 | 7733.932 | 7437.25 |  | 14233.0997 | 0.34255 | 0.27851 | 12403.6682 | 0.29852 | 0.24271 |  | 7710.8747
10 | 13 | 13 | 833 | 138 | 37.2 | 2.6 | 965.547 | 61.007 | 7254.69 | 6978.869 |  | 14534.5251 | 0.34264 | 0.29266 | 12652.7223 | 0.29828 | 0.25477 |  | 7552.2665
10 | 13 | 14 | 629 | 140 | 37.8 | 1.5 | 702.3 | 58.514 | 5320.356 | 5120.775 |  | 10012.6954 | 0.34231 | 0.27357 | 8708.4125 | 0.29772 | 0.23794 |  | 5501.2678
10 | 13 | 15 | 638 | 115 | 37.8 | 3.1 | 565.312 | 51.103 | 4372.604 | 4205.724 |  | 8284.9051 | 0.33372 | 0.26844 | 7069.5648 | 0.28477 | 0.22906 |  | 4611.9085
10 | 13 | 16 | 495 | 88 | 36.1 | 3.1 | 322.995 | 43.725 | 2486.5 | 2375.588 |  | 4414.4492 | 0.31107 | 0.23467 | 3670.8994 | 0.25867 | 0.19514 |  | 2698.2872
10 | 13 | 17 | 143 | 37 | 35 | 2.6 | 73.602 | 36.5 | 541.97 | 476.065 |  | 174.8895 | 0.074242 | 0.040689 | 145.2727 | 0.061669 | 0.033799 |  | 514.9644
10 | 13 | 18 | 0 | 0 | 32.8 | 1.5 | 0 | 32.8 | 0 | 0 |  | 0 | 0 |  | 0 | 0 |  |  | 0
10 | 13 | 19 | 0 | 0 | 31.1 | 1.5 | 0 | 31.1 | 0 | 0 |  | 0 | 0 |  | 0 | 0 |  |  | 0
10 | 13 | 20 | 0 | 0 | 30 | 0 | 0 | 30 | 0 | 0 |  | 0 | 0 |  | 0 | 0 |  |  | 0
10 | 13 | 21 | 0 | 0 | 29.4 | 0 | 0 | 29.4 | 0 | 0 |  | 0 | 0 |  | 0 | 0 |  |  | 0
10 | 13 | 22 | 0 | 0 | 29.4 | 2.1 | 0 | 29.4 | 0 | 0 |  | 0 | 0 |  | 0 | 0 |  |  | 0
10 | 13 | 23 | 0 | 0 | 27.8 | 2.1 | 0 | 27.8 | 0 | 0 |  | 0 | 0 |  | 0 | 0 |  |  | 0
10 | 14 | 0 | 0 | 0 | 26.1 | 1.5 | 0 | 26.1 | 0 | 0 |  | 0 | 0 |  | 0 | 0 |  |  | 0
10 | 14 | 1 | 0 | 0 | 25 | 0 | 0 | 25 | 0 | 0 |  | 0 | 0 |  | 0 | 0 |  |  | 0
10 | 14 | 2 | 0 | 0 | 24.4 | 2.6 | 0 | 24.4 | 0 | 0 |  | 0 | 0 |  | 0 | 0 |  |  | 0
10 | 14 | 3 | 0 | 0 | 23.3 | 2.6 | 0 | 23.3 | 0 | 0 |  | 0 | 0 |  | 0 | 0 |  |  | 0
10 | 14 | 4 | 0 | 0 | 22.8 | 1.5 | 0 | 22.8 | 0 | 0 |  | 0 | 0 |  | 0 | 0 |  |  | 0
10 | 14 | 5 | 0 | 0 | 21.1 | 2.6 | 0 | 21.1 | 0 | 0 |  | 0 | 0 |  | 0 | 0 |  |  | 0
10 | 14 | 6 | 113 | 1 | 21.7 | 3.1 | 18.577 | 20.788 | 105.395 | 47.824 |  | 0 | 0 | 0 | 0 | 0 | 0 |  | 0
10 | 14 | 7 | 567 | 37 | 23.9 | 3.1 | 235.632 | 28.047 | 1803.735 | 1710.094 |  | 0 | 0 | 0 | 0 | 0 | 0 |  | 798.1742
10 | 14 | 8 | 750 | 60 | 26.7 | 4.1 | 500.448 | 36.577 | 4032.666 | 3876.769 |  | 5382.4419 | 0.30917 | 0.2618 | 4401.8311 | 0.25284 | 0.2141 |  | 2885.8902
10 | 14 | 9 | 829 | 88 | 29.4 | 4.1 | 742.508 | 44.784 | 5913.438 | 5691.837 |  | 9320.3777 | 0.32641 | 0.28095 | 7847.0895 | 0.27481 | 0.23654 |  | 4965.4664
10 | 14 | 10 | 871 | 117 | 32.8 | 3.1 | 935.9 | 54.285 | 7217.208 | 6942.985 |  | 12799.384 | 0.33916 | 0.29169 | 11097.0941 | 0.29405 | 0.25289 |  | 6660.4482
10 | 14 | 11 | 893 | 132 | 34.4 | 4.1 | 1048.617 | 56.642 | 8018.442 | 7709.006 |  | 15070.8084 | 0.34263 | 0.29599 | 13133.409 | 0.29858 | 0.25794 |  | 7755.2381
10 | 14 | 12 | 895 | 141 | 35 | 3.6 | 1075.183 | 58.908 | 8148.848 | 7833.473 |  | 15890.3778 | 0.34257 | 0.29543 | 13848.3646 | 0.29855 | 0.25746 |  | 8192.6749
10 | 14 | 13 | 868 | 153 | 36.1 | 5.7 | 1013.959 | 54.852 | 7806.181 | 7506.286 |  | 15127.5429 | 0.34264 | 0.28989 | 13168.4976 | 0.29826 | 0.25235 |  | 7923.0601
10 | 14 | 14 | 777 | 168 | 36.7 | 6.2 | 854.844 | 51.806 | 6647.833 | 6397.303 |  | 12349.5462 | 0.34228 | 0.27505 | 10741.3232 | 0.29771 | 0.23923 |  | 6754.3483
10 | 14 | 15 | 502 | 219 | 36.7 | 5.2 | 578.912 | 48.079 | 4540.435 | 4367.987 |  | 6504.1201 | 0.33358 | 0.20984 | 5549.3527 | 0.28461 | 0.17904 |  | 4474.5903
10 | 14 | 16 | 630 | 58 | 35.6 | 6.2 | 353.05 | 41.616 | 2718.793 | 2601.642 |  | 5599.8652 | 0.3108 | 0.26587 | 4652.8547 | 0.25824 | 0.22091 |  | 3079.4781
10 | 14 | 17 | 179 | 15 | 33.9 | 5.2 | 61.522 | 34.709 | 428.733 | 365.052 |  | 213.7408 | 0.072771 | 0.057385 | 177.5214 | 0.06044 | 0.047661 |  | 467.3733
10 | 14 | 18 | 0 | 0 | 31.7 | 6.2 | 0 | 31.7 | 0 | 0 |  | 0 | 0 |  | 0 | 0 |  |  | 0
10 | 14 | 19 | 0 | 0 | 30 | 5.2 | 0 | 30 | 0 | 0 |  | 0 | 0 |  | 0 | 0 |  |  | 0
10 | 14 | 20 | 0 | 0 | 28.9 | 5.2 | 0 | 28.9 | 0 | 0 |  | 0 | 0 |  | 0 | 0 |  |  | 0
10 | 14 | 21 | 0 | 0 | 27.8 | 2.1 | 0 | 27.8 | 0 | 0 |  | 0 | 0 |  | 0 | 0 |  |  | 0
10 | 14 | 22 | 0 | 0 | 26.7 | 3.1 | 0 | 26.7 | 0 | 0 |  | 0 | 0 |  | 0 | 0 |  |  | 0
10 | 14 | 23 | 0 | 0 | 25.6 | 0 | 0 | 25.6 | 0 | 0 |  | 0 | 0 |  | 0 | 0 |  |  | 0
10 | 15 | 0 | 0 | 0 | 24.4 | 2.1 | 0 | 24.4 | 0 | 0 |  | 0 | 0 |  | 0 | 0 |  |  | 0
10 | 15 | 1 | 0 | 0 | 23.3 | 3.1 | 0 | 23.3 | 0 | 0 |  | 0 | 0 |  | 0 | 0 |  |  | 0
10 | 15 | 2 | 0 | 0 | 21.7 | 3.1 | 0 | 21.7 | 0 | 0 |  | 0 | 0 |  | 0 | 0 |  |  | 0
10 | 15 | 3 | 0 | 0 | 21.7 | 2.6 | 0 | 21.7 | 0 | 0 |  | 0 | 0 |  | 0 | 0 |  |  | 0
10 | 15 | 4 | 0 | 0 | 21.1 | 3.1 | 0 | 21.1 | 0 | 0 |  | 0 | 0 |  | 0 | 0 |  |  | 0
10 | 15 | 5 | 0 | 0 | 20.6 | 2.1 | 0 | 20.6 | 0 | 0 |  | 0 | 0 |  | 0 | 0 |  |  | 0
10 | 15 | 6 | 75 | 4 | 20 | 2.1 | 17.658 | 18.865 | 117.19 | 59.402 |  | 0 | 0 | 0 | 0 | 0 | 0 |  | 0
10 | 15 | 7 | 526 | 41 | 21.1 | 3.1 | 228.123 | 25.024 | 1773.52 | 1680.606 |  | 0 | 0 | 0 | 0 | 0 | 0 |  | 774.6133
10 | 15 | 8 | 749 | 55 | 23.3 | 2.1 | 494.389 | 35.267 | 4001.969 | 3847.044 |  | 5382.7628 | 0.30931 | 0.26529 | 4401.0035 | 0.25289 | 0.2169 |  | 2854.6431
10 | 15 | 9 | 588 | 81 | 24.4 | 2.1 | 552.259 | 38.608 | 4501.458 | 4330.312 |  | 6611.6113 | 0.32641 | 0.26977 | 5566.5394 | 0.27482 | 0.22713 |  | 3644.3473
10 | 15 | 10 | 855 | 99 | 27.2 | 1.5 | 892.335 | 51.828 | 6946.97 | 6684.13 |  | 12559.2853 | 0.33915 | 0.29741 | 10888.3728 | 0.29403 | 0.25784 |  | 6430.4204
10 | 15 | 11 | 892 | 113 | 28.3 | 1.5 | 1015.212 | 57.026 | 7751.214 | 7453.766 |  | 15044.004 | 0.34263 | 0.30185 | 13109.725 | 0.29858 | 0.26304 |  | 7616.0152
10 | 15 | 12 | 894 | 127 | 29.4 | 3.1 | 1057.79 | 54.18 | 8167.513 | 7851.284 |  | 15858.8893 | 0.3426 | 0.29946 | 13821.0959 | 0.29857 | 0.26098 |  | 8084.2954
10 | 15 | 13 | 880 | 131 | 31.1 | 1.5 | 1000.741 | 59.801 | 7555.244 | 7266.431 |  | 15318.322 | 0.34263 | 0.29695 | 13334.2977 | 0.29825 | 0.25849 |  | 7863.1639
10 | 15 | 14 | 797 | 140 | 31.1 | 2.6 | 840.382 | 52.219 | 6524.135 | 6278.606 |  | 12647.5738 | 0.34225 | 0.28547 | 11001.0168 | 0.29769 | 0.2483 |  | 6703.8208
10 | 15 | 15 | 527 | 191 | 31.1 | 3.1 | 566.805 | 44.754 | 4498.846 | 4327.787 |  | 6812.5779 | 0.33344 | 0.22366 | 5811.8449 | 0.28446 | 0.19081 |  | 4433.2734
10 | 15 | 16 | 577 | 59 | 30.6 | 4.1 | 330.449 | 37.58 | 2585.088 | 2471.551 |  | 5112.087 | 0.31055 | 0.26137 | 4244.1104 | 0.25782 | 0.21699 |  | 2851.0967
10 | 15 | 17 | 171 | 12 | 29.4 | 3.1 | 56.12 | 30.222 | 394.007 | 331 |  | 199.4719 | 0.071364 | 0.058238 | 165.6625 | 0.059268 | 0.048367 |  | 431.4792
10 | 15 | 18 | 0 | 0 | 27.8 | 1.5 | 0 | 27.8 | 0 | 0 |  | 0 | 0 |  | 0 | 0 |  |  | 0
10 | 15 | 19 | 0 | 0 | 26.7 | 0 | 0 | 26.7 | 0 | 0 |  | 0 | 0 |  | 0 | 0 |  |  | 0
10 | 15 | 20 | 0 | 0 | 25.6 | 2.1 | 0 | 25.6 | 0 | 0 |  | 0 | 0 |  | 0 | 0 |  |  | 0
10 | 15 | 21 | 0 | 0 | 25 | 2.1 | 0 | 25 | 0 | 0 |  | 0 | 0 |  | 0 | 0 |  |  | 0
10 | 15 | 22 | 0 | 0 | 24.4 | 0 | 0 | 24.4 | 0 | 0 |  | 0 | 0 |  | 0 | 0 |  |  | 0
10 | 15 | 23 | 0 | 0 | 23.3 | 1.5 | 0 | 23.3 | 0 | 0 |  | 0 | 0 |  | 0 | 0 |  |  | 0
10 | 16 | 0 | 0 | 0 | 21.7 | 1.5 | 0 | 21.7 | 0 | 0 |  | 0 | 0 |  | 0 | 0 |  |  | 0
10 | 16 | 1 | 0 | 0 | 21.7 | 2.1 | 0 | 21.7 | 0 | 0 |  | 0 | 0 |  | 0 | 0 |  |  | 0
10 | 16 | 2 | 0 | 0 | 20.6 | 3.1 | 0 | 20.6 | 0 | 0 |  | 0 | 0 |  | 0 | 0 |  |  | 0
10 | 16 | 3 | 0 | 0 | 19.4 | 3.1 | 0 | 19.4 | 0 | 0 |  | 0 | 0 |  | 0 | 0 |  |  | 0
10 | 16 | 4 | 0 | 0 | 18.3 | 2.1 | 0 | 18.3 | 0 | 0 |  | 0 | 0 |  | 0 | 0 |  |  | 0
10 | 16 | 5 | 0 | 0 | 18.3 | 2.6 | 0 | 18.3 | 0 | 0 |  | 0 | 0 |  | 0 | 0 |  |  | 0
10 | 16 | 6 | 66 | 5 | 18.3 | 3.1 | 17.753 | 17.239 | 123.245 | 65.346 |  | 0 | 0 | 0 | 0 | 0 | 0 |  | 0
10 | 16 | 7 | 481 | 42 | 20 | 3.6 | 215.063 | 23.438 | 1686.946 | 1596.1 |  | 0 | 0 | 0 | 0 | 0 | 0 |  | 732.1452
10 | 16 | 8 | 704 | 65 | 22.2 | 4.6 | 481.197 | 31.126 | 3957.128 | 3803.618 |  | 5065.442 | 0.30942 | 0.25605 | 4140.6765 | 0.25293 | 0.2093 |  | 2767.7717
10 | 16 | 9 | 798 | 92 | 23.9 | 3.6 | 723.921 | 39.577 | 5878.613 | 5658.338 |  | 8973.0762 | 0.32641 | 0.27763 | 7554.745 | 0.27482 | 0.23375 |  | 4828.2282
10 | 16 | 10 | 843 | 120 | 26.1 | 3.6 | 913.758 | 46.276 | 7266.511 | 6990.185 |  | 12377.1941 | 0.33913 | 0.28921 | 10729.8528 | 0.29399 | 0.25071 |  | 6486.8553
10 | 16 | 11 | 861 | 127 | 29.4 | 2.1 | 1010.665 | 55.72 | 7756.226 | 7458.555 |  | 14510.8596 | 0.34263 | 0.29603 | 12644.7465 | 0.29857 | 0.25796 |  | 7466.2773
10 | 16 | 12 | 854 | 134 | 30.6 | 2.1 | 1025.124 | 57.451 | 7814.34 | 7514.082 |  | 15135.497 | 0.34262 | 0.29555 | 13190.545 | 0.29859 | 0.25757 |  | 7800.6092
10 | 16 | 13 | 815 | 142 | 31.7 | 2.6 | 950.501 | 55.334 | 7303.681 | 7025.763 |  | 14169.4752 | 0.34263 | 0.2903 | 12334.2057 | 0.29825 | 0.2527 |  | 7412.6147
10 | 16 | 14 | 748 | 144 | 31.7 | 2.1 | 803.473 | 53.139 | 6215.477 | 5982.2 |  | 11851.1197 | 0.34221 | 0.28089 | 10308.6926 | 0.29767 | 0.24433 |  | 6367.5832
10 | 16 | 15 | 499 | 181 | 31.7 | 2.1 | 537.802 | 46.339 | 4242.972 | 4080.326 |  | 6436.0126 | 0.33329 | 0.22337 | 5489.947 | 0.2843 | 0.19054 |  | 4192.7468
10 | 16 | 16 | 509 | 61 | 31.7 | 2.6 | 302.575 | 39.186 | 2356.896 | 2249.385 |  | 4495.1844 | 0.3103 | 0.25412 | 3728.9287 | 0.25741 | 0.2108 |  | 2566.3849
10 | 16 | 17 | 144 | 13 | 29.4 | 2.6 | 52.42 | 30.149 | 375.623 | 312.971 |  | 164.1909 | 0.070019 | 0.054234 | 136.3656 | 0.058153 | 0.045043 |  | 377.8258
10 | 16 | 18 | 0 | 0 | 27.8 | 2.1 | 0 | 27.8 | 0 | 0 |  | 0 | 0 |  | 0 | 0 |  |  | 0
10 | 16 | 19 | 0 | 0 | 26.1 | 2.1 | 0 | 26.1 | 0 | 0 |  | 0 | 0 |  | 0 | 0 |  |  | 0
10 | 16 | 20 | 0 | 0 | 26.1 | 0 | 0 | 26.1 | 0 | 0 |  | 0 | 0 |  | 0 | 0 |  |  | 0
10 | 16 | 21 | 0 | 0 | 24.4 | 0 | 0 | 24.4 | 0 | 0 |  | 0 | 0 |  | 0 | 0 |  |  | 0
10 | 16 | 22 | 0 | 0 | 23.3 | 0 | 0 | 23.3 | 0 | 0 |  | 0 | 0 |  | 0 | 0 |  |  | 0
10 | 16 | 23 | 0 | 0 | 22.2 | 2.1 | 0 | 22.2 | 0 | 0 |  | 0 | 0 |  | 0 | 0 |  |  | 0
10 | 17 | 0 | 0 | 0 | 22.2 | 2.1 | 0 | 22.2 | 0 | 0 |  | 0 | 0 |  | 0 | 0 |  |  | 0
10 | 17 | 1 | 0 | 0 | 21.1 | 2.1 | 0 | 21.1 | 0 | 0 |  | 0 | 0 |  | 0 | 0 |  |  | 0
10 | 17 | 2 | 0 | 0 | 19.4 | 0 | 0 | 19.4 | 0 | 0 |  | 0 | 0 |  | 0 | 0 |  |  | 0
10 | 17 | 3 | 0 | 0 | 18.9 | 2.1 | 0 | 18.9 | 0 | 0 |  | 0 | 0 |  | 0 | 0 |  |  | 0
10 | 17 | 4 | 0 | 0 | 18.9 | 0 | 0 | 18.9 | 0 | 0 |  | 0 | 0 |  | 0 | 0 |  |  | 0
10 | 17 | 5 | 0 | 0 | 17.8 | 3.1 | 0 | 17.8 | 0 | 0 |  | 0 | 0 |  | 0 | 0 |  |  | 0
10 | 17 | 6 | 61 | 6 | 17.8 | 4.1 | 18.547 | 16.836 | 132.978 | 74.9 |  | 0 | 0 | 0 | 0 | 0 | 0 |  | 0
10 | 17 | 7 | 472 | 51 | 20.6 | 4.1 | 222.226 | 24.064 | 1748.587 | 1656.272 |  | 0 | 0 | 0 | 0 | 0 | 0 |  | 766.2487
10 | 17 | 8 | 695 | 64 | 21.7 | 4.6 | 475.324 | 30.514 | 3917.53 | 3765.264 |  | 5005.737 | 0.30952 | 0.25628 | 4091.1388 | 0.25297 | 0.20945 |  | 2733.3985
10 | 17 | 9 | 785 | 88 | 25 | 3.1 | 709.577 | 41.088 | 5729.874 | 5515.216 |  | 8826.2045 | 0.32641 | 0.27878 | 7431.0555 | 0.27481 | 0.23471 |  | 4732.8295
10 | 17 | 10 | 847 | 112 | 27.2 | 2.6 | 908.1 | 49.285 | 7139.229 | 6868.316 |  | 12429.1658 | 0.33911 | 0.29223 | 10774.1399 | 0.29395 | 0.25331 |  | 6457.707
10 | 17 | 11 | 867 | 124 | 28.3 | 2.6 | 1012.652 | 53.184 | 7848.713 | 7546.919 |  | 14600.8681 | 0.34263 | 0.29723 | 12722.7186 | 0.29856 | 0.25899 |  | 7487.1873
10 | 17 | 12 | 883 | 125 | 32.2 | 2.1 | 1043.105 | 59.398 | 7890.249 | 7586.594 |  | 15634.4385 | 0.34263 | 0.29955 | 13624.944 | 0.29859 | 0.26105 |  | 7967.7582
10 | 17 | 13 | 880 | 123 | 32.2 | 1.5 | 990.033 | 60.531 | 7452.448 | 7168.114 |  | 15280.4103 | 0.34262 | 0.29929 | 13301.4546 | 0.29825 | 0.26053 |  | 7792.5104
10 | 17 | 14 | 799 | 131 | 32.8 | 1.5 | 830.295 | 56.975 | 6326.624 | 6088.973 |  | 12638.7498 | 0.34217 | 0.28846 | 10994.2712 | 0.29765 | 0.25093 |  | 6640.6181
10 | 17 | 15 | 555 | 177 | 33.9 | 4.1 | 569.81 | 46.34 | 4493.21 | 4322.339 |  | 7142.095 | 0.33315 | 0.23241 | 6091.5172 | 0.28414 | 0.19822 |  | 4495.58
10 | 17 | 16 | 549 | 55 | 32.8 | 2.1 | 312.732 | 41.204 | 2412.093 | 2303.14 |  | 4833.1849 | 0.31006 | 0.2616 | 4006.0901 | 0.257 | 0.21683 |  | 2692.2446
10 | 17 | 17 | 148 | 8 | 31.1 | 2.1 | 46.086 | 31.876 | 318.459 | 256.902 |  | 165.0456 | 0.068733 | 0.058501 | 137.09 | 0.057091 | 0.048592 |  | 356.8476
10 | 17 | 18 | 0 | 0 | 29.4 | 0 | 0 | 29.4 | 0 | 0 |  | 0 | 0 |  | 0 | 0 |  |  | 0
10 | 17 | 19 | 0 | 0 | 27.2 | 0 | 0 | 27.2 | 0 | 0 |  | 0 | 0 |  | 0 | 0 |  |  | 0
10 | 17 | 20 | 0 | 0 | 26.1 | 0 | 0 | 26.1 | 0 | 0 |  | 0 | 0 |  | 0 | 0 |  |  | 0
10 | 17 | 21 | 0 | 0 | 25.6 | 3.1 | 0 | 25.6 | 0 | 0 |  | 0 | 0 |  | 0 | 0 |  |  | 0
10 | 17 | 22 | 0 | 0 | 25 | 2.1 | 0 | 25 | 0 | 0 |  | 0 | 0 |  | 0 | 0 |  |  | 0
10 | 17 | 23 | 0 | 0 | 25 | 2.1 | 0 | 25 | 0 | 0 |  | 0 | 0 |  | 0 | 0 |  |  | 0
10 | 18 | 0 | 0 | 0 | 22.2 | 2.1 | 0 | 22.2 | 0 | 0 |  | 0 | 0 |  | 0 | 0 |  |  | 0
10 | 18 | 1 | 0 | 0 | 21.7 | 2.1 | 0 | 21.7 | 0 | 0 |  | 0 | 0 |  | 0 | 0 |  |  | 0
10 | 18 | 2 | 0 | 0 | 21.1 | 1.5 | 0 | 21.1 | 0 | 0 |  | 0 | 0 |  | 0 | 0 |  |  | 0
10 | 18 | 3 | 0 | 0 | 19.4 | 2.1 | 0 | 19.4 | 0 | 0 |  | 0 | 0 |  | 0 | 0 |  |  | 0
10 | 18 | 4 | 0 | 0 | 19.4 | 0 | 0 | 19.4 | 0 | 0 |  | 0 | 0 |  | 0 | 0 |  |  | 0
10 | 18 | 5 | 0 | 0 | 19.4 | 1.5 | 0 | 19.4 | 0 | 0 |  | 0 | 0 |  | 0 | 0 |  |  | 0
10 | 18 | 6 | 104 | 0 | 20 | 2.1 | 16.716 | 18.788 | 94.251 | 36.884 |  | 0 | 0 | 0 | 0 | 0 | 0 |  | 0
10 | 18 | 7 | 607 | 27 | 22.2 | 2.1 | 237.261 | 26.847 | 1812.581 | 1718.726 |  | 0 | 0 | 0 | 0 | 0 | 0 |  | 811.6322
10 | 18 | 8 | 817 | 41 | 26.7 | 5.2 | 512.85 | 35.73 | 4139.512 | 3980.205 |  | 5889.2792 | 0.3096 | 0.27813 | 4812.5482 | 0.253 | 0.22728 |  | 3003.6301
10 | 18 | 9 | 859 | 75 | 28.3 | 7.2 | 744.425 | 39.708 | 6040.66 | 5814.179 |  | 9656.5204 | 0.3264 | 0.28806 | 8130.0434 | 0.27481 | 0.24253 |  | 5038.3421
10 | 18 | 10 | 894 | 101 | 30 | 4.1 | 928.905 | 49.608 | 7293.496 | 7016.015 |  | 13110.7762 | 0.33908 | 0.29819 | 11364.0612 | 0.29391 | 0.25846 |  | 6697.9714
10 | 18 | 11 | 860 | 101 | 31.1 | 4.1 | 968.586 | 51.812 | 7547.096 | 7258.64 |  | 14471.2519 | 0.34264 | 0.30442 | 12609.2382 | 0.29855 | 0.26525 |  | 7274.3419
10 | 18 | 12 | 917 | 112 | 31.7 | 4.1 | 1050.575 | 54.105 | 8114.061 | 7800.276 |  | 16220.0837 | 0.34264 | 0.30479 | 14134.5583 | 0.29859 | 0.2656 |  | 8147.7822
10 | 18 | 13 | 938 | 114 | 32.2 | 4.6 | 1023.89 | 53.384 | 7927.288 | 7621.968 |  | 16266.7439 | 0.34262 | 0.30426 | 14160.5343 | 0.29826 | 0.26487 |  | 8182.3676
10 | 18 | 14 | 871 | 118 | 32.8 | 3.1 | 869.803 | 53.452 | 6718.819 | 6465.396 |  | 13755.1846 | 0.34213 | 0.29645 | 11965.9219 | 0.29762 | 0.25789 |  | 7063.7881
10 | 18 | 15 | 622 | 167 | 32.8 | 5.2 | 602.498 | 44.572 | 4779.736 | 4599.184 |  | 7986.2249 | 0.33301 | 0.24386 | 6810.6682 | 0.28399 | 0.20796 |  | 4823.1238
10 | 18 | 16 | 677 | 44 | 32.2 | 4.6 | 354.053 | 39.409 | 2735.504 | 2617.897 |  | 5941.6511 | 0.30983 | 0.27652 | 4920.948 | 0.25661 | 0.22902 |  | 3159.2127
10 | 18 | 17 | 212 | 4 | 31.1 | 3.6 | 52.284 | 31.862 | 341.173 | 279.182 |  | 231.3633 | 0.067505 | 0.063608 | 192.2088 | 0.056081 | 0.052843 |  | 467.4779
10 | 18 | 18 | 0 | 0 | 29.4 | 3.6 | 0 | 29.4 | 0 | 0 |  | 0 | 0 |  | 0 | 0 |  |  | 0
10 | 18 | 19 | 0 | 0 | 27.2 | 3.6 | 0 | 27.2 | 0 | 0 |  | 0 | 0 |  | 0 | 0 |  |  | 0
10 | 18 | 20 | 0 | 0 | 26.1 | 5.7 | 0 | 26.1 | 0 | 0 |  | 0 | 0 |  | 0 | 0 |  |  | 0
10 | 18 | 21 | 0 | 0 | 25.6 | 4.6 | 0 | 25.6 | 0 | 0 |  | 0 | 0 |  | 0 | 0 |  |  | 0
10 | 18 | 22 | 0 | 0 | 24.4 | 4.1 | 0 | 24.4 | 0 | 0 |  | 0 | 0 |  | 0 | 0 |  |  | 0
10 | 18 | 23 | 0 | 0 | 23.9 | 4.1 | 0 | 23.9 | 0 | 0 |  | 0 | 0 |  | 0 | 0 |  |  | 0
10 | 19 | 0 | 0 | 0 | 22.2 | 4.1 | 0 | 22.2 | 0 | 0 |  | 0 | 0 |  | 0 | 0 |  |  | 0
10 | 19 | 1 | 0 | 0 | 22.2 | 3.1 | 0 | 22.2 | 0 | 0 |  | 0 | 0 |  | 0 | 0 |  |  | 0
10 | 19 | 2 | 0 | 0 | 21.7 | 3.1 | 0 | 21.7 | 0 | 0 |  | 0 | 0 |  | 0 | 0 |  |  | 0
10 | 19 | 3 | 0 | 0 | 21.1 | 4.6 | 0 | 21.1 | 0 | 0 |  | 0 | 0 |  | 0 | 0 |  |  | 0
10 | 19 | 4 | 0 | 0 | 20.6 | 3.6 | 0 | 20.6 | 0 | 0 |  | 0 | 0 |  | 0 | 0 |  |  | 0
10 | 19 | 5 | 0 | 0 | 21.1 | 5.2 | 0 | 21.1 | 0 | 0 |  | 0 | 0 |  | 0 | 0 |  |  | 0
10 | 19 | 6 | 41 | 5 | 20.6 | 4.6 | 11.275 | 19.599 | 78.112 | 21.04 |  | 0 | 0 | 0 | 0 | 0 | 0 |  | 0
10 | 19 | 7 | 451 | 53 | 21.1 | 5.7 | 218.075 | 23.93 | 1721.545 | 1629.876 |  | 0 | 0 | 0 | 0 | 0 | 0 |  | 756.812
10 | 19 | 8 | 695 | 85 | 22.8 | 7.2 | 501.31 | 29.99 | 4144.511 | 3985.043 |  | 5013.0371 | 0.30966 | 0.24275 | 4096.0476 | 0.25302 | 0.19834 |  | 2866.182
10 | 19 | 9 | 745 | 126 | 24.4 | 6.2 | 725.586 | 36.499 | 5960.916 | 5737.5 |  | 8372.6747 | 0.32639 | 0.25948 | 7049.0366 | 0.27479 | 0.21846 |  | 4768.9598
10 | 19 | 10 | 809 | 161 | 26.1 | 6.7 | 933.74 | 41.324 | 7564.716 | 7275.489 |  | 11856.0599 | 0.33905 | 0.27305 | 10275.5582 | 0.29386 | 0.23665 |  | 6521.2906
10 | 19 | 11 | 845 | 174 | 27.2 | 6.2 | 1053.015 | 45.447 | 8406.747 | 8079.458 |  | 14206.6353 | 0.34264 | 0.28078 | 12378.0595 | 0.29854 | 0.24464 |  | 7641.1286
10 | 19 | 12 | 682 | 226 | 28.3 | 5.2 | 959.852 | 46.964 | 7619.73 | 7328.09 |  | 12050.6492 | 0.34265 | 0.25621 | 10500.4544 | 0.29857 | 0.22325 |  | 7007.2183
10 | 19 | 13 | 654 | 209 | 29.4 | 5.2 | 875.933 | 46.371 | 6967.077 | 6703.398 |  | 11326.8949 | 0.34261 | 0.25724 | 9860.796 | 0.29827 | 0.22394 |  | 6563.5337
10 | 19 | 14 | 433 | 250 | 29.4 | 5.2 | 638.152 | 41.799 | 5156.688 | 4962.974 |  | 6826.8321 | 0.34208 | 0.20636 | 5939.0285 | 0.2976 | 0.17953 |  | 4783.4788
10 | 19 | 15 | 410 | 214 | 30 | 3.6 | 506.539 | 41.278 | 4076.562 | 3919.269 |  | 5252.3921 | 0.33286 | 0.19443 | 4478.7135 | 0.28383 | 0.16579 |  | 3862.7514
10 | 19 | 16 | 265 | 76 | 30 | 3.6 | 208.497 | 34.518 | 1670.955 | 1580.489 |  | 2318.728 | 0.30961 | 0.20199 | 1918.891 | 0.25622 | 0.16716 |  | 1610.3573
10 | 19 | 17 | 40 | 16 | 28.9 | 4.1 | 28.022 | 28.73 | 219.252 | 159.57 |  | 42.7467 | 0.066333 | 0.028797 | 35.5211 | 0.055121 | 0.023929 |  | 172.3514
10 | 19 | 18 | 0 | 0 | 27.8 | 2.6 | 0 | 27.8 | 0 | 0 |  | 0 | 0 |  | 0 | 0 |  |  | 0
10 | 19 | 19 | 0 | 0 | 27.2 | 2.6 | 0 | 27.2 | 0 | 0 |  | 0 | 0 |  | 0 | 0 |  |  | 0
10 | 19 | 20 | 0 | 0 | 25.6 | 3.6 | 0 | 25.6 | 0 | 0 |  | 0 | 0 |  | 0 | 0 |  |  | 0
10 | 19 | 21 | 0 | 0 | 24.4 | 2.1 | 0 | 24.4 | 0 | 0 |  | 0 | 0 |  | 0 | 0 |  |  | 0
10 | 19 | 22 | 0 | 0 | 25 | 4.1 | 0 | 25 | 0 | 0 |  | 0 | 0 |  | 0 | 0 |  |  | 0
10 | 19 | 23 | 0 | 0 | 24.4 | 5.2 | 0 | 24.4 | 0 | 0 |  | 0 | 0 |  | 0 | 0 |  |  | 0
10 | 20 | 0 | 0 | 0 | 24.4 | 4.6 | 0 | 24.4 | 0 | 0 |  | 0 | 0 |  | 0 | 0 |  |  | 0
10 | 20 | 1 | 0 | 0 | 23.9 | 4.1 | 0 | 23.9 | 0 | 0 |  | 0 | 0 |  | 0 | 0 |  |  | 0
10 | 20 | 2 | 0 | 0 | 23.3 | 3.6 | 0 | 23.3 | 0 | 0 |  | 0 | 0 |  | 0 | 0 |  |  | 0
10 | 20 | 3 | 0 | 0 | 22.8 | 3.1 | 0 | 22.8 | 0 | 0 |  | 0 | 0 |  | 0 | 0 |  |  | 0
10 | 20 | 4 | 0 | 0 | 23.3 | 2.6 | 0 | 23.3 | 0 | 0 |  | 0 | 0 |  | 0 | 0 |  |  | 0
10 | 20 | 5 | 0 | 0 | 22.2 | 4.6 | 0 | 22.2 | 0 | 0 |  | 0 | 0 |  | 0 | 0 |  |  | 0
10 | 20 | 6 | 2 | 3 | 22.8 | 2.6 | 3.083 | 21.349 | 25.847 | 0 |  | 0 | 0 | 0 | 0 | 0 | 0 |  | 0
10 | 20 | 7 | 3 | 53 | 23.3 | 3.6 | 49.981 | 23.023 | 431.736 | 367.997 |  | 0 | 0 | 0 | 0 | 0 | 0 |  | 247.5985
10 | 20 | 8 | 2 | 90 | 23.3 | 4.1 | 82.807 | 23.851 | 714.736 | 645.354 |  | 14.4325 | 0.3097 | 0.0030247 | 11.7916 | 0.25303 | 0.0024712 |  | 563.0262
10 | 20 | 9 | 89 | 233 | 25 | 5.2 | 304.782 | 29.814 | 2573.53 | 2460.302 |  | 999.8519 | 0.32638 | 0.065367 | 841.7678 | 0.27477 | 0.055032 |  | 2000.8806
10 | 20 | 10 | 274 | 382 | 27.2 | 5.2 | 665.86 | 39.228 | 5438.934 | 5235.047 |  | 4012.4756 | 0.33903 | 0.12582 | 3477.223 | 0.2938 | 0.10904 |  | 4388.5045
10 | 20 | 11 | 107 | 336 | 28.3 | 5.2 | 452.596 | 36.871 | 3730.461 | 3583.997 |  | 1797.3154 | 0.34264 | 0.078535 | 1565.8899 | 0.29852 | 0.068423 |  | 3063.839
10 | 20 | 12 | 246 | 358 | 30 | 5.7 | 634.941 | 41.107 | 5152.49 | 4958.925 |  | 4341.9462 | 0.34266 | 0.13799 | 3783.0663 | 0.29855 | 0.12023 |  | 4372.5607
10 | 20 | 13 | 629 | 278 | 30 | 7.2 | 921.67 | 44.341 | 7387.314 | 7105.798 |  | 10879.5173 | 0.34261 | 0.23473 | 9471.94 | 0.29828 | 0.20436 |  | 6820.4093
10 | 20 | 14 | 580 | 175 | 29.4 | 6.7 | 689.73 | 40.899 | 5589.689 | 5380.257 |  | 9129.2537 | 0.34204 | 0.25445 | 7942.3075 | 0.29757 | 0.22137 |  | 5334.1103
10 | 20 | 15 | 454 | 182 | 28.9 | 6.7 | 508.237 | 37.157 | 4149.168 | 3989.552 |  | 5803.0495 | 0.33272 | 0.21496 | 4947.6606 | 0.28368 | 0.18327 |  | 3907.8593
10 | 20 | 16 | 481 | 58 | 28.3 | 6.2 | 285.616 | 32.912 | 2273.844 | 2168.481 |  | 4196.2789 | 0.3094 | 0.25267 | 3469.9975 | 0.25585 | 0.20894 |  | 2404.9761
10 | 20 | 17 | 71 | 13 | 26.7 | 5.2 | 34.916 | 26.711 | 265.331 | 204.783 |  | 74.3462 | 0.065216 | 0.040794 | 61.798 | 0.054209 | 0.033908 |  | 219.7438
10 | 20 | 18 | 0 | 0 | 25.6 | 5.7 | 0 | 25.6 | 0 | 0 |  | 0 | 0 |  | 0 | 0 |  |  | 0
10 | 20 | 19 | 0 | 0 | 24.4 | 6.2 | 0 | 24.4 | 0 | 0 |  | 0 | 0 |  | 0 | 0 |  |  | 0
10 | 20 | 20 | 0 | 0 | 23.9 | 6.7 | 0 | 23.9 | 0 | 0 |  | 0 | 0 |  | 0 | 0 |  |  | 0
10 | 20 | 21 | 0 | 0 | 23.3 | 6.2 | 0 | 23.3 | 0 | 0 |  | 0 | 0 |  | 0 | 0 |  |  | 0
10 | 20 | 22 | 0 | 0 | 23.3 | 5.2 | 0 | 23.3 | 0 | 0 |  | 0 | 0 |  | 0 | 0 |  |  | 0
10 | 20 | 23 | 0 | 0 | 22.2 | 3.6 | 0 | 22.2 | 0 | 0 |  | 0 | 0 |  | 0 | 0 |  |  | 0
10 | 21 | 0 | 0 | 0 | 21.7 | 4.6 | 0 | 21.7 | 0 | 0 |  | 0 | 0 |  | 0 | 0 |  |  | 0
10 | 21 | 1 | 0 | 0 | 21.1 | 3.1 | 0 | 21.1 | 0 | 0 |  | 0 | 0 |  | 0 | 0 |  |  | 0
10 | 21 | 2 | 0 | 0 | 20.6 | 4.1 | 0 | 20.6 | 0 | 0 |  | 0 | 0 |  | 0 | 0 |  |  | 0
10 | 21 | 3 | 0 | 0 | 20 | 3.1 | 0 | 20 | 0 | 0 |  | 0 | 0 |  | 0 | 0 |  |  | 0
10 | 21 | 4 | 0 | 0 | 20 | 3.6 | 0 | 20 | 0 | 0 |  | 0 | 0 |  | 0 | 0 |  |  | 0
10 | 21 | 5 | 0 | 0 | 20 | 4.6 | 0 | 20 | 0 | 0 |  | 0 | 0 |  | 0 | 0 |  |  | 0
10 | 21 | 6 | 10 | 10 | 19.4 | 4.1 | 10.851 | 18.262 | 90.452 | 33.155 |  | 0 | 0 | 0 | 0 | 0 | 0 |  | 0
10 | 21 | 7 | 269 | 88 | 21.1 | 2.6 | 192.343 | 24.322 | 1562.43 | 1474.513 |  | 0 | 0 | 0 | 0 | 0 | 0 |  | 713.9286
10 | 21 | 8 | 3 | 150 | 21.1 | 5.7 | 145.359 | 22.861 | 1259.039 | 1178.037 |  | 21.6545 | 0.30973 | 0.0027256 | 17.6912 | 0.25304 | 0.0022267 |  | 937.295
10 | 21 | 9 | 55 | 224 | 22.8 | 6.2 | 269.337 | 26.58 | 2301.336 | 2195.265 |  | 617.5945 | 0.32636 | 0.045237 | 519.9349 | 0.27475 | 0.038084 |  | 1761.7734
10 | 21 | 10 | 287 | 347 | 25.6 | 4.1 | 636.927 | 38.394 | 5218.346 | 5022.432 |  | 4199.3597 | 0.33899 | 0.13721 | 3638.7601 | 0.29374 | 0.11889 |  | 4241.3581
10 | 21 | 11 | 163 | 377 | 26.7 | 4.1 | 573 | 38.861 | 4688.508 | 4511.068 |  | 2735.3543 | 0.34265 | 0.098481 | 2382.9944 | 0.29851 | 0.085795 |  | 3765.4202
10 | 21 | 12 | 219 | 320 | 27.8 | 3.6 | 564.679 | 40.2 | 4597.728 | 4423.357 |  | 3860.9885 | 0.34266 | 0.13756 | 3363.6815 | 0.29853 | 0.11984 |  | 3899.2393
10 | 21 | 13 | 159 | 215 | 28.3 | 3.1 | 378.046 | 37.087 | 3112.986 | 2984.828 |  | 2746.4591 | 0.34261 | 0.14228 | 2391.3089 | 0.29831 | 0.12388 |  | 2689.2619
10 | 21 | 14 | 9 | 159 | 27.2 | 3.1 | 154.116 | 30.373 | 1300.277 | 1218.354 |  | 141.4228 | 0.34199 | 0.016142 | 123.0395 | 0.29753 | 0.014044 |  | 1125.4149
10 | 21 | 15 | 11 | 108 | 19.4 | 5.2 | 105.535 | 20.417 | 921.24 | 847.569 |  | 140.29 | 0.33258 | 0.023029 | 119.5962 | 0.28352 | 0.019632 |  | 780.561
10 | 21 | 16 | 1 | 24 | 18.3 | 2.6 | 21.733 | 17.424 | 191.607 | 132.442 |  | 8.6989 | 0.3092 | 0.0067531 | 7.1879 | 0.25549 | 0.0055801 |  | 157.957
10 | 21 | 17 | 73 | 16 | 19.4 | 3.6 | 39.627 | 18.837 | 313.205 | 251.748 |  | 74.9487 | 0.064152 | 0.03732 | 62.3209 | 0.053344 | 0.031032 |  | 239.7413
10 | 21 | 18 | 0 | 0 | 18.9 | 6.2 | 0 | 18.9 | 0 | 0 |  | 0 | 0 |  | 0 | 0 |  |  | 0
10 | 21 | 19 | 0 | 0 | 18.9 | 2.1 | 0 | 18.9 | 0 | 0 |  | 0 | 0 |  | 0 | 0 |  |  | 0
10 | 21 | 20 | 0 | 0 | 18.9 | 4.1 | 0 | 18.9 | 0 | 0 |  | 0 | 0 |  | 0 | 0 |  |  | 0
10 | 21 | 21 | 0 | 0 | 18.3 | 2.1 | 0 | 18.3 | 0 | 0 |  | 0 | 0 |  | 0 | 0 |  |  | 0
10 | 21 | 22 | 0 | 0 | 18.9 | 3.1 | 0 | 18.9 | 0 | 0 |  | 0 | 0 |  | 0 | 0 |  |  | 0
10 | 21 | 23 | 0 | 0 | 18.9 | 2.1 | 0 | 18.9 | 0 | 0 |  | 0 | 0 |  | 0 | 0 |  |  | 0
10 | 22 | 0 | 0 | 0 | 18.3 | 3.1 | 0 | 18.3 | 0 | 0 |  | 0 | 0 |  | 0 | 0 |  |  | 0
10 | 22 | 1 | 0 | 0 | 17.8 | 0 | 0 | 17.8 | 0 | 0 |  | 0 | 0 |  | 0 | 0 |  |  | 0
10 | 22 | 2 | 0 | 0 | 17.8 | 2.1 | 0 | 17.8 | 0 | 0 |  | 0 | 0 |  | 0 | 0 |  |  | 0
10 | 22 | 3 | 0 | 0 | 17.8 | 2.1 | 0 | 17.8 | 0 | 0 |  | 0 | 0 |  | 0 | 0 |  |  | 0
10 | 22 | 4 | 0 | 0 | 17.8 | 2.1 | 0 | 17.8 | 0 | 0 |  | 0 | 0 |  | 0 | 0 |  |  | 0
10 | 22 | 5 | 0 | 0 | 17.8 | 2.1 | 0 | 17.8 | 0 | 0 |  | 0 | 0 |  | 0 | 0 |  |  | 0
10 | 22 | 6 | 49 | 4 | 17.8 | 2.1 | 12.007 | 16.375 | 81.43 | 24.297 |  | 0 | 0 | 0 | 0 | 0 | 0 |  | 0
10 | 22 | 7 | 407 | 46 | 18.9 | 0 | 197.495 | 24.608 | 1556.333 | 1468.558 |  | 0 | 0 | 0 | 0 | 0 | 0 |  | 679.7781
10 | 22 | 8 | 755 | 37 | 21.1 | 3.1 | 473.382 | 31.198 | 3883.738 | 3732.528 |  | 5450.1806 | 0.30973 | 0.27894 | 4452.5972 | 0.25304 | 0.22788 |  | 2773.3792
10 | 22 | 9 | 854 | 62 | 22.8 | 2.6 | 724.36 | 40.16 | 5866.969 | 5647.136 |  | 9584.0918 | 0.32633 | 0.29377 | 8068.3285 | 0.27472 | 0.24731 |  | 4919.1546
10 | 22 | 10 | 668 | 199 | 24.4 | 2.6 | 846.568 | 45.197 | 6760.244 | 6505.124 |  | 9765.3263 | 0.33896 | 0.24875 | 8460.6216 | 0.29367 | 0.21552 |  | 5814.3341
10 | 22 | 11 | 832 | 116 | 25.6 | 2.1 | 966.233 | 50.868 | 7556.078 | 7267.229 |  | 13948.0851 | 0.34265 | 0.29806 | 12150.4808 | 0.29849 | 0.25964 |  | 7135.447
10 | 22 | 12 | 912 | 97 | 26.7 | 1.5 | 1024.807 | 55.987 | 7856.82 | 7554.663 |  | 16059.6836 | 0.34267 | 0.30908 | 13989.6484 | 0.2985 | 0.26924 |  | 7973.8024
10 | 22 | 13 | 901 | 96 | 27.8 | 2.6 | 964.546 | 51.895 | 7510.589 | 7223.727 |  | 15542.0994 | 0.34261 | 0.30835 | 13533.4753 | 0.29833 | 0.2685 |  | 7731.528
10 | 22 | 14 | 851 | 96 | 28.9 | 3.1 | 824.833 | 48.545 | 6491.572 | 6247.352 |  | 13349.6742 | 0.34194 | 0.30284 | 11614.7 | 0.2975 | 0.26348 |  | 6734.4635
10 | 22 | 15 | 573 | 150 | 28.9 | 3.6 | 550.707 | 41.512 | 4417.355 | 4249 |  | 7291.7191 | 0.33244 | 0.24462 | 6215.3671 | 0.28337 | 0.20851 |  | 4391.0513
10 | 22 | 16 | 619 | 34 | 27.8 | 2.1 | 312.088 | 36.093 | 2432.853 | 2323.355 |  | 5369.543 | 0.30901 | 0.28022 | 4433.5387 | 0.25514 | 0.23137 |  | 2821.0343
10 | 22 | 17 | 167 | 2 | 26.7 | 2.1 | 40.349 | 27.187 | 266.913 | 206.334 |  | 168.2248 | 0.063141 | 0.060747 | 139.9378 | 0.052524 | 0.050532 |  | 355.5074
10 | 22 | 18 | 0 | 0 | 26.1 | 1.5 | 0 | 26.1 | 0 | 0 |  | 0 | 0 |  | 0 | 0 |  |  | 0
10 | 22 | 19 | 0 | 0 | 25 | 2.1 | 0 | 25 | 0 | 0 |  | 0 | 0 |  | 0 | 0 |  |  | 0
10 | 22 | 20 | 0 | 0 | 24.4 | 2.1 | 0 | 24.4 | 0 | 0 |  | 0 | 0 |  | 0 | 0 |  |  | 0
10 | 22 | 21 | 0 | 0 | 23.9 | 2.6 | 0 | 23.9 | 0 | 0 |  | 0 | 0 |  | 0 | 0 |  |  | 0
10 | 22 | 22 | 0 | 0 | 22.8 | 0 | 0 | 22.8 | 0 | 0 |  | 0 | 0 |  | 0 | 0 |  |  | 0
10 | 22 | 23 | 0 | 0 | 22.2 | 2.1 | 0 | 22.2 | 0 | 0 |  | 0 | 0 |  | 0 | 0 |  |  | 0
10 | 23 | 0 | 0 | 0 | 21.7 | 2.1 | 0 | 21.7 | 0 | 0 |  | 0 | 0 |  | 0 | 0 |  |  | 0
10 | 23 | 1 | 0 | 0 | 21.1 | 2.1 | 0 | 21.1 | 0 | 0 |  | 0 | 0 |  | 0 | 0 |  |  | 0
10 | 23 | 2 | 0 | 0 | 20.6 | 2.1 | 0 | 20.6 | 0 | 0 |  | 0 | 0 |  | 0 | 0 |  |  | 0
10 | 23 | 3 | 0 | 0 | 20 | 1.5 | 0 | 20 | 0 | 0 |  | 0 | 0 |  | 0 | 0 |  |  | 0
10 | 23 | 4 | 0 | 0 | 18.9 | 2.6 | 0 | 18.9 | 0 | 0 |  | 0 | 0 |  | 0 | 0 |  |  | 0
10 | 23 | 5 | 0 | 0 | 19.4 | 3.1 | 0 | 19.4 | 0 | 0 |  | 0 | 0 |  | 0 | 0 |  |  | 0
10 | 23 | 6 | 80 | 0 | 19.4 | 2.6 | 13.794 | 18.159 | 81.027 | 23.902 |  | 0 | 0 | 0 | 0 | 0 | 0 |  | 0
10 | 23 | 7 | 578 | 40 | 21.1 | 3.6 | 245.797 | 25.238 | 1907.531 | 1811.367 |  | 0 | 0 | 0 | 0 | 0 | 0 |  | 850.2114
10 | 23 | 8 | 761 | 37 | 22.2 | 4.6 | 476.728 | 31.09 | 3912.505 | 3760.396 |  | 5492.9391 | 0.30972 | 0.27915 | 4487.6095 | 0.25304 | 0.22806 |  | 2793.3757
10 | 23 | 9 | 852 | 53 | 24.4 | 3.6 | 711.432 | 39.792 | 5769.467 | 5553.321 |  | 9555.2609 | 0.32631 | 0.29799 | 8043.7835 | 0.27469 | 0.25085 |  | 4846.5968
10 | 23 | 10 | 891 | 72 | 25.6 | 2.6 | 889.692 | 47.32 | 7046.139 | 6779.151 |  | 13012.6983 | 0.33892 | 0.30855 | 11272.5675 | 0.2936 | 0.26729 |  | 6461.7198
10 | 23 | 11 | 927 | 81 | 28.3 | 2.1 | 1006.965 | 54.522 | 7763.764 | 7465.758 |  | 15524.4591 | 0.34265 | 0.31325 | 13522.6486 | 0.29847 | 0.27286 |  | 7620.4008
10 | 23 | 12 | 926 | 85 | 28.9 | 1.5 | 1023.503 | 58.142 | 7780.356 | 7481.612 |  | 16286.3767 | 0.34267 | 0.31325 | 14185.544 | 0.29847 | 0.27285 |  | 7997.0042
10 | 23 | 13 | 880 | 101 | 29.4 | 2.1 | 949.705 | 54.574 | 7318.405 | 7039.855 |  | 15158.944 | 0.34261 | 0.30594 | 13201.0509 | 0.29836 | 0.26643 |  | 7590.1051
10 | 23 | 14 | 796 | 107 | 30.6 | 3.6 | 791.434 | 48.554 | 6228.704 | 5994.909 |  | 12465.6149 | 0.34188 | 0.29624 | 10845.7919 | 0.29746 | 0.25775 |  | 6404.964
10 | 23 | 15 | 532 | 152 | 30.6 | 3.6 | 526.047 | 42.609 | 4203.242 | 4041.883 |  | 6755.1884 | 0.33231 | 0.23863 | 5757.3142 | 0.28322 | 0.20338 |  | 4155.109
10 | 23 | 16 | 574 | 38 | 30 | 1.5 | 299.983 | 38.82 | 2319.619 | 2213.075 |  | 4965.6244 | 0.30883 | 0.27474 | 4097.0633 | 0.25481 | 0.22668 |  | 2651.3299
10 | 23 | 17 | 146 | 2 | 28.3 | 2.6 | 35.929 | 28.601 | 237.916 | 177.884 |  | 144.3976 | 0.062181 | 0.059491 | 120.1706 | 0.051749 | 0.04951 |  | 310.936
10 | 23 | 18 | 0 | 0 | 27.2 | 2.1 | 0 | 27.2 | 0 | 0 |  | 0 | 0 |  | 0 | 0 |  |  | 0
10 | 23 | 19 | 0 | 0 | 25.6 | 0 | 0 | 25.6 | 0 | 0 |  | 0 | 0 |  | 0 | 0 |  |  | 0
10 | 23 | 20 | 0 | 0 | 24.4 | 2.1 | 0 | 24.4 | 0 | 0 |  | 0 | 0 |  | 0 | 0 |  |  | 0
10 | 23 | 21 | 0 | 0 | 23.9 | 0 | 0 | 23.9 | 0 | 0 |  | 0 | 0 |  | 0 | 0 |  |  | 0
10 | 23 | 22 | 0 | 0 | 22.8 | 2.1 | 0 | 22.8 | 0 | 0 |  | 0 | 0 |  | 0 | 0 |  |  | 0
10 | 23 | 23 | 0 | 0 | 22.2 | 0 | 0 | 22.2 | 0 | 0 |  | 0 | 0 |  | 0 | 0 |  |  | 0
10 | 24 | 0 | 0 | 0 | 21.1 | 0 | 0 | 21.1 | 0 | 0 |  | 0 | 0 |  | 0 | 0 |  |  | 0
10 | 24 | 1 | 0 | 0 | 20.6 | 0 | 0 | 20.6 | 0 | 0 |  | 0 | 0 |  | 0 | 0 |  |  | 0
10 | 24 | 2 | 0 | 0 | 20.6 | 0 | 0 | 20.6 | 0 | 0 |  | 0 | 0 |  | 0 | 0 |  |  | 0
10 | 24 | 3 | 0 | 0 | 18.9 | 1.5 | 0 | 18.9 | 0 | 0 |  | 0 | 0 |  | 0 | 0 |  |  | 0
10 | 24 | 4 | 0 | 0 | 18.3 | 2.1 | 0 | 18.3 | 0 | 0 |  | 0 | 0 |  | 0 | 0 |  |  | 0
10 | 24 | 5 | 0 | 0 | 18.3 | 2.1 | 0 | 18.3 | 0 | 0 |  | 0 | 0 |  | 0 | 0 |  |  | 0
10 | 24 | 6 | 85 | 0 | 18.3 | 3.1 | 14.845 | 17.116 | 88.113 | 30.859 |  | 0 | 0 | 0 | 0 | 0 | 0 |  | 0
10 | 24 | 7 | 590 | 39 | 20 | 3.1 | 248.943 | 24.395 | 1936.114 | 1839.248 |  | 0 | 0 | 0 | 0 | 0 | 0 |  | 860.8772
10 | 24 | 8 | 804 | 40 | 22.2 | 4.1 | 504.595 | 32.185 | 4125.066 | 3966.223 |  | 5801.6569 | 0.3097 | 0.27848 | 4740.0648 | 0.25303 | 0.22752 |  | 2956.159
10 | 24 | 9 | 898 | 48 | 23.9 | 3.6 | 739.387 | 39.959 | 5991.864 | 5767.261 |  | 10063.4465 | 0.32627 | 0.30163 | 8471.264 | 0.27465 | 0.25391 |  | 5053.1598
10 | 24 | 10 | 932 | 58 | 26.7 | 2.1 | 908.467 | 50.255 | 7114.372 | 6844.51 |  | 13597.3937 | 0.33888 | 0.31498 | 11777.3008 | 0.29352 | 0.27282 |  | 6637.7719
10 | 24 | 11 | 946 | 72 | 28.3 | 1.5 | 1013.685 | 57.037 | 7738.758 | 7441.862 |  | 15825.3727 | 0.34265 | 0.31673 | 13783.6014 | 0.29845 | 0.27587 |  | 7697.3565
10 | 24 | 12 | 941 | 80 | 30 | 1.5 | 1031.288 | 59.388 | 7800.806 | 7501.151 |  | 16529.4721 | 0.34267 | 0.31522 | 14395.6765 | 0.29843 | 0.27453 |  | 8074.4913
10 | 24 | 13 | 917 | 85 | 31.1 | 0 | 964.45 | 67.524 | 7056.087 | 6788.681 |  | 15774.3038 | 0.3426 | 0.31233 | 13738.2472 | 0.29838 | 0.27202 |  | 7763.8909
10 | 24 | 14 | 862 | 89 | 31.7 | 0 | 823.72 | 63.85 | 6103.67 | 5874.751 |  | 13476.0828 | 0.34183 | 0.30561 | 11725.1761 | 0.29741 | 0.2659 |  | 6746.9691
10 | 24 | 15 | 555 | 147 | 31.7 | 2.6 | 535.075 | 45.38 | 4229.79 | 4067.572 |  | 7032.0166 | 0.33217 | 0.24343 | 5992.4889 | 0.28307 | 0.20744 |  | 4251.8938
10 | 24 | 16 | 400 | 59 | 30 | 4.6 | 250.987 | 34.964 | 1987.091 | 1888.968 |  | 3451.2281 | 0.30866 | 0.2417 | 2845.553 | 0.25449 | 0.19928 |  | 2051.6004
10 | 24 | 17 | 52 | 7 | 28.3 | 4.6 | 22.504 | 28.068 | 167.548 | 108.831 |  | 50.5309 | 0.061272 | 0.042385 | 42.0729 | 0.051016 | 0.03529 |  | 144.9881
10 | 24 | 18 | 0 | 0 | 27.2 | 3.1 | 0 | 27.2 | 0 | 0 |  | 0 | 0 |  | 0 | 0 |  |  | 0
10 | 24 | 19 | 0 | 0 | 25.6 | 2.6 | 0 | 25.6 | 0 | 0 |  | 0 | 0 |  | 0 | 0 |  |  | 0
10 | 24 | 20 | 0 | 0 | 24.4 | 2.1 | 0 | 24.4 | 0 | 0 |  | 0 | 0 |  | 0 | 0 |  |  | 0
10 | 24 | 21 | 0 | 0 | 23.3 | 0 | 0 | 23.3 | 0 | 0 |  | 0 | 0 |  | 0 | 0 |  |  | 0
10 | 24 | 22 | 0 | 0 | 22.8 | 0 | 0 | 22.8 | 0 | 0 |  | 0 | 0 |  | 0 | 0 |  |  | 0
10 | 24 | 23 | 0 | 0 | 22.2 | 2.1 | 0 | 22.2 | 0 | 0 |  | 0 | 0 |  | 0 | 0 |  |  | 0
10 | 25 | 0 | 0 | 0 | 21.7 | 2.6 | 0 | 21.7 | 0 | 0 |  | 0 | 0 |  | 0 | 0 |  |  | 0
10 | 25 | 1 | 0 | 0 | 20.6 | 2.1 | 0 | 20.6 | 0 | 0 |  | 0 | 0 |  | 0 | 0 |  |  | 0
10 | 25 | 2 | 0 | 0 | 20 | 2.6 | 0 | 20 | 0 | 0 |  | 0 | 0 |  | 0 | 0 |  |  | 0
10 | 25 | 3 | 0 | 0 | 19.4 | 4.1 | 0 | 19.4 | 0 | 0 |  | 0 | 0 |  | 0 | 0 |  |  | 0
10 | 25 | 4 | 0 | 0 | 18.3 | 3.1 | 0 | 18.3 | 0 | 0 |  | 0 | 0 |  | 0 | 0 |  |  | 0
10 | 25 | 5 | 0 | 0 | 17.8 | 2.6 | 0 | 17.8 | 0 | 0 |  | 0 | 0 |  | 0 | 0 |  |  | 0
10 | 25 | 6 | 46 | 2 | 17.8 | 3.6 | 9.968 | 16.521 | 64.941 | 8.109 |  | 0 | 0 | 0 | 0 | 0 | 0 |  | 0
10 | 25 | 7 | 184 | 91 | 18.3 | 3.1 | 171.258 | 20.812 | 1428.326 | 1343.505 |  | 0 | 0 | 0 | 0 | 0 | 0 |  | 633.5351
10 | 25 | 8 | 397 | 105 | 22.2 | 3.1 | 352.434 | 29.43 | 2931.334 | 2808.315 |  | 2863.3959 | 0.30965 | 0.194 | 2339.6449 | 0.25301 | 0.15852 |  | 1986.0235
10 | 25 | 9 | 624 | 107 | 23.9 | 3.6 | 612.459 | 36.896 | 5023.855 | 4834.834 |  | 6986.8302 | 0.32624 | 0.25845 | 5881.174 | 0.27461 | 0.21755 |  | 3992.1263
10 | 25 | 10 | 402 | 218 | 25 | 0 | 624.588 | 49.892 | 4900.045 | 4715.344 |  | 5858.5104 | 0.33884 | 0.20388 | 5073.4851 | 0.29344 | 0.17656 |  | 4145.482
10 | 25 | 11 | 361 | 355 | 27.2 | 2.6 | 758.98 | 45.651 | 6054.861 | 5827.832 |  | 6032.2184 | 0.34266 | 0.16644 | 5253.4731 | 0.29842 | 0.14496 |  | 5121.6274
10 | 25 | 12 | 93 | 327 | 27.8 | 3.1 | 431.89 | 38.258 | 3541.806 | 3401.073 |  | 1631.5247 | 0.34266 | 0.074401 | 1420.7569 | 0.2984 | 0.064789 |  | 2928.9743
10 | 25 | 13 | 5 | 277 | 27.2 | 4.6 | 271.36 | 32.336 | 2273.75 | 2168.39 |  | 85.8894 | 0.3426 | 0.005806 | 74.8105 | 0.29841 | 0.0050571 |  | 1889.6623
10 | 25 | 14 | 238 | 298 | 27.2 | 7.2 | 521.237 | 34.829 | 4323.093 | 4157.837 |  | 3714.3794 | 0.34177 | 0.1401 | 3231.8249 | 0.29737 | 0.1219 |  | 3684.2316
10 | 25 | 15 | 204 | 205 | 25.6 | 8.8 | 354.832 | 30.175 | 2979.206 | 2854.844 |  | 2579.2298 | 0.33204 | 0.13919 | 2197.6652 | 0.28292 | 0.1186 |  | 2559.8975
10 | 25 | 16 | 137 | 109 | 25 | 6.7 | 179.006 | 27.389 | 1492.624 | 1406.326 |  | 1179.0268 | 0.3085 | 0.12353 | 971.4494 | 0.25418 | 0.10178 |  | 1269.3108
10 | 25 | 17 | 11 | 13 | 23.3 | 6.7 | 14.232 | 22.735 | 118.229 | 60.422 |  | 10.5103 | 0.060414 | 0.012272 | 8.7555 | 0.050327 | 0.010223 |  | 94.0306
10 | 25 | 18 | 0 | 0 | 22.8 | 3.6 | 0 | 22.8 | 0 | 0 |  | 0 | 0 |  | 0 | 0 |  |  | 0
10 | 25 | 19 | 0 | 0 | 21.7 | 3.6 | 0 | 21.7 | 0 | 0 |  | 0 | 0 |  | 0 | 0 |  |  | 0
10 | 25 | 20 | 0 | 0 | 20.6 | 4.1 | 0 | 20.6 | 0 | 0 |  | 0 | 0 |  | 0 | 0 |  |  | 0
10 | 25 | 21 | 0 | 0 | 18.9 | 5.2 | 0 | 18.9 | 0 | 0 |  | 0 | 0 |  | 0 | 0 |  |  | 0
10 | 25 | 22 | 0 | 0 | 18.3 | 4.6 | 0 | 18.3 | 0 | 0 |  | 0 | 0 |  | 0 | 0 |  |  | 0
10 | 25 | 23 | 0 | 0 | 17.2 | 3.6 | 0 | 17.2 | 0 | 0 |  | 0 | 0 |  | 0 | 0 |  |  | 0
10 | 26 | 0 | 0 | 0 | 17.2 | 4.1 | 0 | 17.2 | 0 | 0 |  | 0 | 0 |  | 0 | 0 |  |  | 0
10 | 26 | 1 | 0 | 0 | 15.6 | 3.1 | 0 | 15.6 | 0 | 0 |  | 0 | 0 |  | 0 | 0 |  |  | 0
10 | 26 | 2 | 0 | 0 | 15.6 | 2.6 | 0 | 15.6 | 0 | 0 |  | 0 | 0 |  | 0 | 0 |  |  | 0
10 | 26 | 3 | 0 | 0 | 14.4 | 0 | 0 | 14.4 | 0 | 0 |  | 0 | 0 |  | 0 | 0 |  |  | 0
10 | 26 | 4 | 0 | 0 | 13.9 | 2.1 | 0 | 13.9 | 0 | 0 |  | 0 | 0 |  | 0 | 0 |  |  | 0
10 | 26 | 5 | 0 | 0 | 13.9 | 3.1 | 0 | 13.9 | 0 | 0 |  | 0 | 0 |  | 0 | 0 |  |  | 0
10 | 26 | 6 | 21 | 4 | 12.8 | 0 | 7.427 | 9.341 | 56.476 | 0 |  | 0 | 0 | 0 | 0 | 0 | 0 |  | 0
10 | 26 | 7 | 375 | 63 | 15 | 3.1 | 204.808 | 18.267 | 1667.006 | 1576.633 |  | 0 | 0 | 0 | 0 | 0 | 0 |  | 725.2792
10 | 26 | 8 | 638 | 81 | 16.1 | 2.6 | 465.761 | 26.622 | 3897.265 | 3745.633 |  | 4598.589 | 0.30959 | 0.24069 | 3757.8891 | 0.25299 | 0.19668 |  | 2648.1035
10 | 26 | 9 | 790 | 94 | 17.8 | 2.6 | 718.678 | 35.123 | 5930.927 | 5708.658 |  | 8837.0198 | 0.3262 | 0.27593 | 7438.2544 | 0.27457 | 0.23226 |  | 4778.0304
10 | 26 | 10 | 850 | 106 | 19.4 | 0 | 899.852 | 53.529 | 6958.748 | 6695.417 |  | 12372.9521 | 0.3388 | 0.294 | 10713.1191 | 0.29335 | 0.25456 |  | 6395.4113
10 | 26 | 11 | 887 | 116 | 21.7 | 2.1 | 1016.719 | 48.51 | 8022.798 | 7713.165 |  | 14804.0971 | 0.34266 | 0.30033 | 12891.6795 | 0.29839 | 0.26153 |  | 7525.2061
10 | 26 | 12 | 891 | 121 | 22.2 | 2.1 | 1038.584 | 49.82 | 8155.008 | 7839.352 |  | 15610.4786 | 0.34266 | 0.30072 | 13592.4699 | 0.29836 | 0.26185 |  | 7929.2973
10 | 26 | 13 | 897 | 120 | 23.9 | 2.6 | 993.764 | 48.854 | 7828.728 | 7527.827 |  | 15386.6782 | 0.3426 | 0.30046 | 13403.2418 | 0.29844 | 0.26173 |  | 7820.745
10 | 26 | 14 | 818 | 121 | 25 | 2.6 | 826.89 | 45.986 | 6571.106 | 6323.685 |  | 12744.2285 | 0.34171 | 0.29198 | 11088.6466 | 0.29732 | 0.25405 |  | 6627.8381
10 | 26 | 15 | 537 | 161 | 23.9 | 2.6 | 537.847 | 37.741 | 4375.166 | 4208.201 |  | 6775.1728 | 0.33191 | 0.23472 | 5772.1189 | 0.28277 | 0.19997 |  | 4226.3743
10 | 26 | 16 | 510 | 57 | 23.3 | 3.6 | 295.079 | 29.721 | 2369.885 | 2262.035 |  | 4378.2625 | 0.30835 | 0.25467 | 3605.0523 | 0.25389 | 0.2097 |  | 2489.0008
10 | 26 | 17 | 90 | 5 | 21.7 | 4.6 | 30.022 | 21.55 | 219.208 | 159.527 |  | 84.6201 | 0.059605 | 0.050304 | 70.5285 | 0.049679 | 0.041927 |  | 210.2937
10 | 26 | 18 | 0 | 0 | 20.6 | 2.6 | 0 | 20.6 | 0 | 0 |  | 0 | 0 |  | 0 | 0 |  |  | 0
10 | 26 | 19 | 0 | 0 | 19.4 | 2.1 | 0 | 19.4 | 0 | 0 |  | 0 | 0 |  | 0 | 0 |  |  | 0
10 | 26 | 20 | 0 | 0 | 18.9 | 1.5 | 0 | 18.9 | 0 | 0 |  | 0 | 0 |  | 0 | 0 |  |  | 0
10 | 26 | 21 | 0 | 0 | 17.8 | 0 | 0 | 17.8 | 0 | 0 |  | 0 | 0 |  | 0 | 0 |  |  | 0
10 | 26 | 22 | 0 | 0 | 17.2 | 0 | 0 | 17.2 | 0 | 0 |  | 0 | 0 |  | 0 | 0 |  |  | 0
10 | 26 | 23 | 0 | 0 | 16.7 | 0 | 0 | 16.7 | 0 | 0 |  | 0 | 0 |  | 0 | 0 |  |  | 0
10 | 27 | 0 | 0 | 0 | 15.6 | 0 | 0 | 15.6 | 0 | 0 |  | 0 | 0 |  | 0 | 0 |  |  | 0
10 | 27 | 1 | 0 | 0 | 14.4 | 2.1 | 0 | 14.4 | 0 | 0 |  | 0 | 0 |  | 0 | 0 |  |  | 0
10 | 27 | 2 | 0 | 0 | 13.9 | 2.1 | 0 | 13.9 | 0 | 0 |  | 0 | 0 |  | 0 | 0 |  |  | 0
10 | 27 | 3 | 0 | 0 | 12.8 | 2.1 | 0 | 12.8 | 0 | 0 |  | 0 | 0 |  | 0 | 0 |  |  | 0
10 | 27 | 4 | 0 | 0 | 12.2 | 3.6 | 0 | 12.2 | 0 | 0 |  | 0 | 0 |  | 0 | 0 |  |  | 0
10 | 27 | 5 | 0 | 0 | 12.2 | 3.1 | 0 | 12.2 | 0 | 0 |  | 0 | 0 |  | 0 | 0 |  |  | 0
10 | 27 | 6 | 34 | 2 | 12.2 | 3.6 | 7.99 | 10.783 | 54.604 | 0 |  | 0 | 0 | 0 | 0 | 0 | 0 |  | 0
10 | 27 | 7 | 479 | 51 | 13.3 | 3.1 | 226.796 | 17.082 | 1830.257 | 1735.975 |  | 0 | 0 | 0 | 0 | 0 | 0 |  | 790.4896
10 | 27 | 8 | 753 | 58 | 16.1 | 4.1 | 501.62 | 25.994 | 4197.526 | 4036.351 |  | 5422.8662 | 0.30951 | 0.26368 | 4432.1435 | 0.25296 | 0.21551 |  | 2891.182
10 | 27 | 9 | 863 | 69 | 17.8 | 4.1 | 737.688 | 33.237 | 6127.223 | 5897.39 |  | 9643.4144 | 0.32616 | 0.29056 | 8116.6482 | 0.27452 | 0.24456 |  | 4993.7722
10 | 27 | 10 | 916 | 77 | 21.1 | 3.1 | 915.24 | 42.46 | 7381.777 | 7100.5 |  | 13317.2805 | 0.33876 | 0.30717 | 11528.5788 | 0.29326 | 0.26591 |  | 6637.0569
10 | 27 | 11 | 940 | 90 | 22.2 | 0 | 1026.66 | 60.664 | 7725.605 | 7429.292 |  | 15669.5465 | 0.34266 | 0.31057 | 13643.9405 | 0.29837 | 0.27042 |  | 7746.0314
10 | 27 | 12 | 934 | 103 | 23.3 | 2.1 | 1048.477 | 51.121 | 8191.566 | 7874.234 |  | 16341.8273 | 0.34265 | 0.30776 | 14227.9824 | 0.29833 | 0.26795 |  | 8142.7178
10 | 27 | 13 | 880 | 116 | 23.9 | 2.1 | 972.375 | 49.94 | 7628.345 | 7336.327 |  | 15073.479 | 0.3426 | 0.30095 | 13131.6318 | 0.29847 | 0.26218 |  | 7651.0648
10 | 27 | 14 | 776 | 137 | 25.6 | 2.6 | 810.06 | 46.127 | 6434.283 | 6192.355 |  | 12069.0171 | 0.34164 | 0.28385 | 10501.171 | 0.29726 | 0.24698 |  | 6426.9628
10 | 27 | 15 | 572 | 160 | 25 | 3.1 | 558.827 | 38.463 | 4532.32 | 4360.144 |  | 7201.8305 | 0.33178 | 0.23921 | 6134.8007 | 0.28262 | 0.20377 |  | 4419.6019
10 | 27 | 16 | 557 | 51 | 23.9 | 3.6 | 307.955 | 30.656 | 2458.476 | 2348.304 |  | 4770.4079 | 0.30821 | 0.26275 | 3925.4456 | 0.25362 | 0.21621 |  | 2641.1431
10 | 27 | 17 | 108 | 2 | 22.8 | 2.6 | 28.15 | 22.781 | 193.813 | 134.607 |  | 100.0032 | 0.058847 | 0.055422 | 83.3945 | 0.049073 | 0.046218 |  | 229.5828
10 | 27 | 18 | 0 | 0 | 21.7 | 2.6 | 0 | 21.7 | 0 | 0 |  | 0 | 0 |  | 0 | 0 |  |  | 0
10 | 27 | 19 | 0 | 0 | 20 | 2.6 | 0 | 20 | 0 | 0 |  | 0 | 0 |  | 0 | 0 |  |  | 0
10 | 27 | 20 | 0 | 0 | 19.4 | 0 | 0 | 19.4 | 0 | 0 |  | 0 | 0 |  | 0 | 0 |  |  | 0
10 | 27 | 21 | 0 | 0 | 17.8 | 0 | 0 | 17.8 | 0 | 0 |  | 0 | 0 |  | 0 | 0 |  |  | 0
10 | 27 | 22 | 0 | 0 | 17.8 | 1.5 | 0 | 17.8 | 0 | 0 |  | 0 | 0 |  | 0 | 0 |  |  | 0
10 | 27 | 23 | 0 | 0 | 16.1 | 3.6 | 0 | 16.1 | 0 | 0 |  | 0 | 0 |  | 0 | 0 |  |  | 0
10 | 28 | 0 | 0 | 0 | 15.6 | 2.6 | 0 | 15.6 | 0 | 0 |  | 0 | 0 |  | 0 | 0 |  |  | 0
10 | 28 | 1 | 0 | 0 | 15 | 3.1 | 0 | 15 | 0 | 0 |  | 0 | 0 |  | 0 | 0 |  |  | 0
10 | 28 | 2 | 0 | 0 | 13.3 | 4.6 | 0 | 13.3 | 0 | 0 |  | 0 | 0 |  | 0 | 0 |  |  | 0
10 | 28 | 3 | 0 | 0 | 12.8 | 3.1 | 0 | 12.8 | 0 | 0 |  | 0 | 0 |  | 0 | 0 |  |  | 0
10 | 28 | 4 | 0 | 0 | 12.2 | 2.6 | 0 | 12.2 | 0 | 0 |  | 0 | 0 |  | 0 | 0 |  |  | 0
10 | 28 | 5 | 0 | 0 | 12.2 | 3.1 | 0 | 12.2 | 0 | 0 |  | 0 | 0 |  | 0 | 0 |  |  | 0
10 | 28 | 6 | 40 | 0 | 11.7 | 3.6 | 7.323 | 10.254 | 45.609 | 0 |  | 0 | 0 | 0 | 0 | 0 | 0 |  | 0
10 | 28 | 7 | 529 | 45 | 13.3 | 3.6 | 237.803 | 17.162 | 1908.766 | 1812.572 |  | 0 | 0 | 0 | 0 | 0 | 0 |  | 820.787
10 | 28 | 8 | 781 | 42 | 16.1 | 4.1 | 493.611 | 25.845 | 4127.023 | 3968.117 |  | 5618.6304 | 0.30941 | 0.27591 | 4592.9953 | 0.25293 | 0.22554 |  | 2884.1382
10 | 28 | 9 | 883 | 58 | 18.3 | 3.1 | 738.619 | 35.212 | 6090.335 | 5861.934 |  | 9855.5404 | 0.32611 | 0.29626 | 8294.8156 | 0.27447 | 0.24934 |  | 5021.652
10 | 28 | 10 | 935 | 74 | 20.6 | 3.1 | 927.676 | 42.255 | 7487.618 | 7201.755 |  | 13575.9529 | 0.33871 | 0.30878 | 11750.1201 | 0.29316 | 0.26725 |  | 6736.5854
10 | 28 | 11 | 962 | 85 | 22.2 | 1.5 | 1040.976 | 52.062 | 8102.721 | 7789.454 |  | 16016.0783 | 0.34266 | 0.3128 | 13944.1931 | 0.29834 | 0.27234 |  | 7870.4822
10 | 28 | 12 | 967 | 90 | 25 | 2.1 | 1064.447 | 53.14 | 8251.553 | 7931.46 |  | 16895.9983 | 0.34265 | 0.31268 | 14709.3346 | 0.2983 | 0.27222 |  | 8308.738
10 | 28 | 13 | 938 | 102 | 25.6 | 3.1 | 999.656 | 49.374 | 7859.122 | 7556.862 |  | 16043.8321 | 0.3426 | 0.30745 | 13978.1943 | 0.29849 | 0.26786 |  | 8000.0917
10 | 28 | 14 | 805 | 138 | 26.7 | 4.1 | 833.876 | 44.911 | 6653.51 | 6402.75 |  | 12498.4442 | 0.34158 | 0.28512 | 10874.7654 | 0.29721 | 0.24808 |  | 6630.6341
10 | 28 | 15 | 600 | 146 | 26.1 | 3.1 | 561.309 | 39.661 | 4529.996 | 4357.897 |  | 7539.0175 | 0.33166 | 0.24802 | 6421.1719 | 0.28248 | 0.21125 |  | 4485.1275
10 | 28 | 16 | 573 | 45 | 24.4 | 3.6 | 305.848 | 31.118 | 2432.26 | 2322.778 |  | 4896.2649 | 0.30808 | 0.26821 | 4026.548 | 0.25335 | 0.22057 |  | 2664.0624
10 | 28 | 17 | 116 | 0 | 23.3 | 4.1 | 26.605 | 23.156 | 176.641 | 117.755 |  | 105.8707 | 0.058139 | 0.058139 | 88.3352 | 0.048509 | 0.048509 |  | 234.0256
10 | 28 | 18 | 0 | 0 | 21.7 | 3.1 | 0 | 21.7 | 0 | 0 |  | 0 | 0 |  | 0 | 0 |  |  | 0
10 | 28 | 19 | 0 | 0 | 20 | 2.1 | 0 | 20 | 0 | 0 |  | 0 | 0 |  | 0 | 0 |  |  | 0
10 | 28 | 20 | 0 | 0 | 19.4 | 0 | 0 | 19.4 | 0 | 0 |  | 0 | 0 |  | 0 | 0 |  |  | 0
10 | 28 | 21 | 0 | 0 | 17.2 | 0 | 0 | 17.2 | 0 | 0 |  | 0 | 0 |  | 0 | 0 |  |  | 0
10 | 28 | 22 | 0 | 0 | 16.7 | 0 | 0 | 16.7 | 0 | 0 |  | 0 | 0 |  | 0 | 0 |  |  | 0
10 | 28 | 23 | 0 | 0 | 16.7 | 3.1 | 0 | 16.7 | 0 | 0 |  | 0 | 0 |  | 0 | 0 |  |  | 0
10 | 29 | 0 | 0 | 0 | 16.1 | 3.1 | 0 | 16.1 | 0 | 0 |  | 0 | 0 |  | 0 | 0 |  |  | 0
10 | 29 | 1 | 0 | 0 | 15 | 2.1 | 0 | 15 | 0 | 0 |  | 0 | 0 |  | 0 | 0 |  |  | 0
10 | 29 | 2 | 0 | 0 | 14.4 | 2.1 | 0 | 14.4 | 0 | 0 |  | 0 | 0 |  | 0 | 0 |  |  | 0
10 | 29 | 3 | 0 | 0 | 13.3 | 2.1 | 0 | 13.3 | 0 | 0 |  | 0 | 0 |  | 0 | 0 |  |  | 0
10 | 29 | 4 | 0 | 0 | 12.2 | 0 | 0 | 12.2 | 0 | 0 |  | 0 | 0 |  | 0 | 0 |  |  | 0
10 | 29 | 5 | 0 | 0 | 11.7 | 2.6 | 0 | 11.7 | 0 | 0 |  | 0 | 0 |  | 0 | 0 |  |  | 0
10 | 29 | 6 | 41 | 0 | 10 | 2.1 | 7.589 | 8.226 | 47.849 | 0 |  | 0 | 0 | 0 | 0 | 0 | 0 |  | 0
10 | 29 | 7 | 543 | 41 | 11.7 | 2.1 | 238.484 | 16.237 | 1915.617 | 1819.254 |  | 0 | 0 | 0 | 0 | 0 | 0 |  | 818.3827
10 | 29 | 8 | 798 | 34 | 13.9 | 3.1 | 492.428 | 24.582 | 4132.534 | 3973.451 |  | 5733.7884 | 0.30929 | 0.28212 | 4688.168 | 0.25289 | 0.23068 |  | 2889.0101
10 | 29 | 9 | 830 | 52 | 17.2 | 0 | 690.806 | 43.918 | 5515.728 | 5309.025 |  | 9252.439 | 0.32606 | 0.29744 | 7786.8721 | 0.27441 | 0.25033 |  | 4698.48
10 | 29 | 10 | 951 | 65 | 20.6 | 2.1 | 929.93 | 44.797 | 7434.466 | 7150.912 |  | 13789.5914 | 0.33867 | 0.31248 | 11932.4391 | 0.29306 | 0.27039 |  | 6775.4824
10 | 29 | 11 | 969 | 81 | 21.7 | 2.1 | 1041.844 | 49.191 | 8199.402 | 7881.71 |  | 16111.6547 | 0.34267 | 0.31424 | 14025.8614 | 0.29831 | 0.27356 |  | 7887.1817
10 | 29 | 12 | 904 | 87 | 22.8 | 2.1 | 997.955 | 49.489 | 7845.729 | 7544.068 |  | 15773.1655 | 0.34264 | 0.31171 | 13730.9881 | 0.29828 | 0.27135 |  | 7776.5714
10 | 29 | 13 | 967 | 93 | 23.9 | 3.1 | 1014.862 | 47.926 | 8022.665 | 7713.037 |  | 16515.9272 | 0.34261 | 0.3111 | 14390.6478 | 0.29852 | 0.27106 |  | 8155.2103
10 | 29 | 14 | 842 | 124 | 24.4 | 3.6 | 847.281 | 43.798 | 6788.012 | 6531.751 |  | 13050.3773 | 0.34151 | 0.2918 | 11354.8744 | 0.29714 | 0.25389 |  | 6790.3216
10 | 29 | 15 | 622 | 140 | 24.4 | 0 | 568.405 | 48.939 | 4428.773 | 4260.041 |  | 7799.8751 | 0.33154 | 0.25262 | 6642.4538 | 0.28234 | 0.21513 |  | 4568.0213
10 | 29 | 16 | 567 | 43 | 23.9 | 3.1 | 300.758 | 30.899 | 2392.309 | 2283.874 |  | 4834.4332 | 0.30796 | 0.26924 | 3973.3729 | 0.25311 | 0.22129 |  | 2621.4207
10 | 29 | 17 | 110 | 0 | 22.2 | 4.1 | 25.401 | 21.996 | 169.825 | 111.065 |  | 99.0431 | 0.057482 | 0.057482 | 82.6827 | 0.047987 | 0.047987 |  | 221.2551
10 | 29 | 18 | 0 | 0 | 20 | 3.1 | 0 | 20 | 0 | 0 |  | 0 | 0 |  | 0 | 0 |  |  | 0
10 | 29 | 19 | 0 | 0 | 18.9 | 2.6 | 0 | 18.9 | 0 | 0 |  | 0 | 0 |  | 0 | 0 |  |  | 0
10 | 29 | 20 | 0 | 0 | 17.8 | 2.6 | 0 | 17.8 | 0 | 0 |  | 0 | 0 |  | 0 | 0 |  |  | 0
10 | 29 | 21 | 0 | 0 | 18.3 | 6.2 | 0 | 18.3 | 0 | 0 |  | 0 | 0 |  | 0 | 0 |  |  | 0
10 | 29 | 22 | 0 | 0 | 17.2 | 2.6 | 0 | 17.2 | 0 | 0 |  | 0 | 0 |  | 0 | 0 |  |  | 0
10 | 29 | 23 | 0 | 0 | 16.1 | 2.6 | 0 | 16.1 | 0 | 0 |  | 0 | 0 |  | 0 | 0 |  |  | 0
10 | 30 | 0 | 0 | 0 | 13.3 | 2.1 | 0 | 13.3 | 0 | 0 |  | 0 | 0 |  | 0 | 0 |  |  | 0
10 | 30 | 1 | 0 | 0 | 11.7 | 3.1 | 0 | 11.7 | 0 | 0 |  | 0 | 0 |  | 0 | 0 |  |  | 0
10 | 30 | 2 | 0 | 0 | 10.6 | 2.1 | 0 | 10.6 | 0 | 0 |  | 0 | 0 |  | 0 | 0 |  |  | 0
10 | 30 | 3 | 0 | 0 | 10.6 | 2.1 | 0 | 10.6 | 0 | 0 |  | 0 | 0 |  | 0 | 0 |  |  | 0
10 | 30 | 4 | 0 | 0 | 10.6 | 2.1 | 0 | 10.6 | 0 | 0 |  | 0 | 0 |  | 0 | 0 |  |  | 0
10 | 30 | 5 | 0 | 0 | 10 | 0 | 0 | 10 | 0 | 0 |  | 0 | 0 |  | 0 | 0 |  |  | 0
10 | 30 | 6 | 32 | 2 | 10 | 0 | 7.82 | 6.611 | 54.939 | 0 |  | 0 | 0 | 0 | 0 | 0 | 0 |  | 0
10 | 30 | 7 | 528 | 54 | 12.2 | 2.1 | 244.89 | 16.914 | 1973.198 | 1875.418 |  | 0 | 0 | 0 | 0 | 0 | 0 |  | 860.8007
10 | 30 | 8 | 739 | 70 | 15.6 | 2.1 | 506.556 | 28.007 | 4210.928 | 4049.321 |  | 5302.1791 | 0.30914 | 0.25459 | 4336.383 | 0.25283 | 0.20822 |  | 2910.2288
10 | 30 | 9 | 813 | 100 | 18.3 | 2.1 | 740.598 | 37.395 | 6060.663 | 5833.41 |  | 9050.7815 | 0.326 | 0.27416 | 7616.8251 | 0.27435 | 0.23072 |  | 4918.7338
10 | 30 | 10 | 832 | 129 | 20 | 1.5 | 906.652 | 45.963 | 7217.348 | 6943.119 |  | 12047.0435 | 0.33862 | 0.28447 | 10422.1716 | 0.29295 | 0.2461 |  | 6400.592
10 | 30 | 11 | 873 | 139 | 22.2 | 2.6 | 1025.416 | 47.633 | 8118.281 | 7804.303 |  | 14496.0295 | 0.34267 | 0.29225 | 12617.9686 | 0.29827 | 0.25439 |  | 7537.7139
10 | 30 | 12 | 799 | 163 | 23.9 | 4.1 | 999.307 | 45.595 | 7973.549 | 7666.144 |  | 13921.3275 | 0.34263 | 0.28302 | 12118.4177 | 0.29826 | 0.24637 |  | 7439.6312
10 | 30 | 13 | 820 | 161 | 25 | 3.6 | 970.987 | 46.961 | 7704.431 | 7409.056 |  | 13984.8905 | 0.34261 | 0.28383 | 12186.1543 | 0.29854 | 0.24733 |  | 7454.7812
10 | 30 | 14 | 615 | 197 | 25 | 3.6 | 737.901 | 41.967 | 5954.803 | 5731.621 |  | 9515.667 | 0.34144 | 0.24903 | 8279.2514 | 0.29708 | 0.21667 |  | 5662.7596
10 | 30 | 15 | 503 | 166 | 25.6 | 3.1 | 520.234 | 38.02 | 4227.813 | 4065.659 |  | 6295.3139 | 0.33142 | 0.22719 | 5360.4233 | 0.2822 | 0.19345 |  | 4038.1893
10 | 30 | 16 | 125 | 70 | 23.9 | 1.5 | 128.456 | 27.838 | 1062.268 | 985.584 |  | 1063.5744 | 0.30785 | 0.14917 | 873.6532 | 0.25288 | 0.12253 |  | 963.4507
10 | 30 | 17 | 1 | 7 | 22.8 | 2.1 | 6.431 | 21.667 | 55.488 | 0 |  | 0.88909 | 0.056876 | 0.0023206 | 0.74262 | 0.047506 | 0.0019383 |  | 40.3976
10 | 30 | 18 | 0 | 0 | 20.6 | 3.1 | 0 | 20.6 | 0 | 0 |  | 0 | 0 |  | 0 | 0 |  |  | 0
10 | 30 | 19 | 0 | 0 | 18.9 | 2.1 | 0 | 18.9 | 0 | 0 |  | 0 | 0 |  | 0 | 0 |  |  | 0
10 | 30 | 20 | 0 | 0 | 18.3 | 0 | 0 | 18.3 | 0 | 0 |  | 0 | 0 |  | 0 | 0 |  |  | 0
10 | 30 | 21 | 0 | 0 | 17.8 | 0 | 0 | 17.8 | 0 | 0 |  | 0 | 0 |  | 0 | 0 |  |  | 0
10 | 30 | 22 | 0 | 0 | 16.7 | 0 | 0 | 16.7 | 0 | 0 |  | 0 | 0 |  | 0 | 0 |  |  | 0
10 | 30 | 23 | 0 | 0 | 15.6 | 0 | 0 | 15.6 | 0 | 0 |  | 0 | 0 |  | 0 | 0 |  |  | 0
10 | 31 | 0 | 0 | 0 | 15 | 2.6 | 0 | 15 | 0 | 0 |  | 0 | 0 |  | 0 | 0 |  |  | 0
10 | 31 | 1 | 0 | 0 | 14.4 | 2.1 | 0 | 14.4 | 0 | 0 |  | 0 | 0 |  | 0 | 0 |  |  | 0
10 | 31 | 2 | 0 | 0 | 13.9 | 0 | 0 | 13.9 | 0 | 0 |  | 0 | 0 |  | 0 | 0 |  |  | 0
10 | 31 | 3 | 0 | 0 | 12.8 | 0 | 0 | 12.8 | 0 | 0 |  | 0 | 0 |  | 0 | 0 |  |  | 0
10 | 31 | 4 | 0 | 0 | 12.2 | 1.5 | 0 | 12.2 | 0 | 0 |  | 0 | 0 |  | 0 | 0 |  |  | 0
10 | 31 | 5 | 0 | 0 | 12.8 | 0 | 0 | 12.8 | 0 | 0 |  | 0 | 0 |  | 0 | 0 |  |  | 0
10 | 31 | 6 | 3 | 2 | 13.3 | 0 | 2.401 | 9.514 | 20.228 | 0 |  | 0 | 0 | 0 | 0 | 0 | 0 |  | 0
10 | 31 | 7 | 63 | 66 | 15 | 1.5 | 99.074 | 15.808 | 856.376 | 784.068 |  | 0 | 0 | 0 | 0 | 0 | 0 |  | 378.1731
10 | 31 | 8 | 182 | 144 | 18.9 | 2.1 | 259.783 | 24.366 | 2214.16 | 2110.327 |  | 1303.6532 | 0.30898 | 0.11067 | 1066.5059 | 0.25277 | 0.090541 |  | 1498.4808
10 | 31 | 9 | 188 | 252 | 21.7 | 4.1 | 419.637 | 29.902 | 3539.255 | 3398.599 |  | 2089.9222 | 0.32594 | 0.1064 | 1758.734 | 0.27429 | 0.08954 |  | 2637.8644
10 | 31 | 10 | 670 | 174 | 23.3 | 4.1 | 818.288 | 40.168 | 6657.18 | 6406.271 |  | 9687.0804 | 0.33857 | 0.25663 | 8378.4683 | 0.29283 | 0.22197 |  | 5614.9756
10 | 31 | 11 | 799 | 149 | 25 | 3.1 | 971.455 | 47.647 | 7690.659 | 7395.893 |  | 13249.0193 | 0.34267 | 0.28501 | 11531.1957 | 0.29824 | 0.24805 |  | 7035.7837
10 | 31 | 12 | 939 | 115 | 26.1 | 2.1 | 1073.366 | 54.207 | 8286.098 | 7964.41 |  | 16337.0748 | 0.34263 | 0.30412 | 14221.0502 | 0.29825 | 0.26473 |  | 8221.0298
10 | 31 | 13 | 694 | 155 | 27.8 | 2.1 | 847.024 | 50.742 | 6624.512 | 6374.929 |  | 11818.7537 | 0.34261 | 0.27721 | 10299.2244 | 0.29856 | 0.24157 |  | 6426.4982
10 | 31 | 14 | 342 | 241 | 28.3 | 2.1 | 553.816 | 43.501 | 4446.413 | 4277.096 |  | 5282.5894 | 0.34137 | 0.18781 | 4596.0902 | 0.29701 | 0.16341 |  | 4022.0075
10 | 31 | 15 | 244 | 201 | 26.7 | 2.6 | 378.445 | 36.009 | 3108.406 | 2980.379 |  | 3047.9719 | 0.33131 | 0.15431 | 2594.974 | 0.28207 | 0.13138 |  | 2753.3982
10 | 31 | 16 | 208 | 122 | 26.7 | 3.1 | 230.478 | 31.642 | 1884.206 | 1788.612 |  | 1766.2837 | 0.30775 | 0.14544 | 1450.1104 | 0.25266 | 0.11941 |  | 1636.5822
10 | 31 | 17 | 0 | 8 | 24.4 | 4.1 | 7.086 | 23.702 | 61.218 | 4.454 |  | 0 | 0.056321 | 0 | 0 | 0.047066 | 0 |  | 43.8455
10 | 31 | 18 | 0 | 0 | 23.9 | 3.1 | 0 | 23.9 | 0 | 0 |  | 0 | 0 |  | 0 | 0 |  |  | 0
10 | 31 | 19 | 0 | 0 | 22.8 | 2.1 | 0 | 22.8 | 0 | 0 |  | 0 | 0 |  | 0 | 0 |  |  | 0
10 | 31 | 20 | 0 | 0 | 21.7 | 2.1 | 0 | 21.7 | 0 | 0 |  | 0 | 0 |  | 0 | 0 |  |  | 0
10 | 31 | 21 | 0 | 0 | 21.5 | 2.3 | 0 | 21.5 | 0 | 0 |  | 0 | 0 |  | 0 | 0 |  |  | 0
10 | 31 | 22 | 0 | 0 | 21.4 | 2.5 | 0 | 21.4 | 0 | 0 |  | 0 | 0 |  | 0 | 0 |  |  | 0
10 | 31 | 23 | 0 | 0 | 21.2 | 2.7 | 0 | 21.2 | 0 | 0 |  | 0 | 0 |  | 0 | 0 |  |  | 0
11 | 1 | 0 | 0 | 0 | 21.1 | 3 | 0 | 21.1 | 0 | 0 |  | 0 | 0 |  | 0 | 0 |  |  | 0
11 | 1 | 1 | 0 | 0 | 20.9 | 3.2 | 0 | 20.9 | 0 | 0 |  | 0 | 0 |  | 0 | 0 |  |  | 0
11 | 1 | 2 | 0 | 0 | 20.8 | 3.4 | 0 | 20.8 | 0 | 0 |  | 0 | 0 |  | 0 | 0 |  |  | 0
11 | 1 | 3 | 0 | 0 | 20.6 | 3.6 | 0 | 20.6 | 0 | 0 |  | 0 | 0 |  | 0 | 0 |  |  | 0
11 | 1 | 4 | 0 | 0 | 20 | 3.1 | 0 | 20 | 0 | 0 |  | 0 | 0 |  | 0 | 0 |  |  | 0
11 | 1 | 5 | 0 | 0 | 19.4 | 2.1 | 0 | 19.4 | 0 | 0 |  | 0 | 0 |  | 0 | 0 |  |  | 0
11 | 1 | 6 | 16 | 6 | 18.3 | 3.1 | 8.548 | 16.889 | 67.589 | 10.709 |  | 0 | 0 | 0 | 0 | 0 | 0 |  | 0
11 | 1 | 7 | 223 | 51 | 17.8 | 2.1 | 143.085 | 19.832 | 1172.184 | 1093.104 |  | 0 | 0 | 0 | 0 | 0 | 0 |  | 493.2186
11 | 1 | 8 | 221 | 106 | 17.8 | 2.6 | 245.749 | 22.691 | 2099.994 | 1999.054 |  | 1580.0496 | 0.30878 | 0.14792 | 1293.0535 | 0.25269 | 0.12105 |  | 1393.1568
11 | 1 | 9 | 788 | 93 | 19.4 | 3.1 | 713.132 | 35.129 | 5883.674 | 5663.207 |  | 8746.513 | 0.32588 | 0.27572 | 7360.1847 | 0.27422 | 0.23202 |  | 4729.904
11 | 1 | 10 | 902 | 65 | 21.7 | 2.6 | 883.884 | 43.422 | 7102.517 | 6833.155 |  | 13021.495 | 0.33852 | 0.31094 | 11259.5409 | 0.29271 | 0.26886 |  | 6423.833
11 | 1 | 11 | 905 | 69 | 23.3 | 2.1 | 962.343 | 48.684 | 7588.175 | 7297.921 |  | 14985.5209 | 0.34267 | 0.31646 | 13041.0463 | 0.29821 | 0.27539 |  | 7293.1321
11 | 1 | 12 | 954 | 73 | 24.4 | 2.6 | 1026.689 | 49.896 | 8058.83 | 7747.561 |  | 16573.884 | 0.34262 | 0.31747 | 14427.286 | 0.29825 | 0.27635 |  | 8048.519
11 | 1 | 13 | 955 | 69 | 24.4 | 3.1 | 971.549 | 47.525 | 7691.523 | 7396.719 |  | 16239.8342 | 0.34261 | 0.31829 | 14152.5266 | 0.29857 | 0.27738 |  | 7868.5381
11 | 1 | 14 | 918 | 61 | 25.6 | 3.6 | 820.733 | 44.318 | 6559.501 | 6312.548 |  | 14155.4867 | 0.3413 | 0.31684 | 12315.5471 | 0.29694 | 0.27566 |  | 6878.254
11 | 1 | 15 | 853 | 48 | 24.4 | 4.1 | 606.253 | 37.619 | 4910.854 | 4725.778 |  | 10635.6166 | 0.3312 | 0.3071 | 9053.6722 | 0.28193 | 0.26142 |  | 5286.7649
11 | 1 | 16 | 676 | 32 | 23.9 | 3.1 | 329.803 | 31.662 | 2601.414 | 2487.439 |  | 5729.6453 | 0.30765 | 0.2822 | 4701.6462 | 0.25246 | 0.23157 |  | 2986.0105
11 | 1 | 17 | 189 | 15 | 22.2 | 2.1 | 69.197 | 23.399 | 512.103 | 446.789 |  | 164.3265 | 0.055818 | 0.044038 | 137.3904 | 0.046669 | 0.03682 |  | 459.3948
11 | 1 | 18 | 0 | 0 | 21.1 | 1.5 | 0 | 21.1 | 0 | 0 |  | 0 | 0 |  | 0 | 0 |  |  | 0
11 | 1 | 19 | 0 | 0 | 20 | 1.5 | 0 | 20 | 0 | 0 |  | 0 | 0 |  | 0 | 0 |  |  | 0
11 | 1 | 20 | 0 | 0 | 18.9 | 0 | 0 | 18.9 | 0 | 0 |  | 0 | 0 |  | 0 | 0 |  |  | 0
11 | 1 | 21 | 0 | 0 | 18.3 | 0 | 0 | 18.3 | 0 | 0 |  | 0 | 0 |  | 0 | 0 |  |  | 0
11 | 1 | 22 | 0 | 0 | 17.8 | 0 | 0 | 17.8 | 0 | 0 |  | 0 | 0 |  | 0 | 0 |  |  | 0
11 | 1 | 23 | 0 | 0 | 17.2 | 3.1 | 0 | 17.2 | 0 | 0 |  | 0 | 0 |  | 0 | 0 |  |  | 0
11 | 2 | 0 | 0 | 0 | 16.1 | 2.1 | 0 | 16.1 | 0 | 0 |  | 0 | 0 |  | 0 | 0 |  |  | 0
11 | 2 | 1 | 0 | 0 | 14.4 | 1.5 | 0 | 14.4 | 0 | 0 |  | 0 | 0 |  | 0 | 0 |  |  | 0
11 | 2 | 2 | 0 | 0 | 15 | 2.1 | 0 | 15 | 0 | 0 |  | 0 | 0 |  | 0 | 0 |  |  | 0
11 | 2 | 3 | 0 | 0 | 13.3 | 2.1 | 0 | 13.3 | 0 | 0 |  | 0 | 0 |  | 0 | 0 |  |  | 0
11 | 2 | 4 | 0 | 0 | 12.8 | 0 | 0 | 12.8 | 0 | 0 |  | 0 | 0 |  | 0 | 0 |  |  | 0
11 | 2 | 5 | 0 | 0 | 12.8 | 1.5 | 0 | 12.8 | 0 | 0 |  | 0 | 0 |  | 0 | 0 |  |  | 0
11 | 2 | 6 | 40 | 3 | 12.8 | 1.5 | 10.438 | 11.166 | 73.729 | 16.737 |  | 0 | 0 | 0 | 0 | 0 | 0 |  | 0
11 | 2 | 7 | 338 | 39 | 13.3 | 0 | 169.057 | 17.625 | 1368.178 | 1284.724 |  | 0 | 0 | 0 | 0 | 0 | 0 |  | 569.6101
11 | 2 | 8 | 464 | 84 | 16.7 | 1.5 | 371.318 | 26.182 | 3116.563 | 2988.303 |  | 3310.4596 | 0.30856 | 0.21867 | 2710.1661 | 0.25261 | 0.17902 |  | 2067.0643
11 | 2 | 9 | 704 | 139 | 20.6 | 3.1 | 704.808 | 36.413 | 5790.673 | 5573.729 |  | 7801.497 | 0.32581 | 0.24971 | 6564.7408 | 0.27416 | 0.21012 |  | 4586.7345
11 | 2 | 10 | 460 | 202 | 21.1 | 2.1 | 657.134 | 38.612 | 5377.481 | 5175.832 |  | 6630.1628 | 0.33847 | 0.21959 | 5731.474 | 0.29259 | 0.18982 |  | 4395.5072
11 | 2 | 11 | 625 | 203 | 22.8 | 7.7 | 861.884 | 35.573 | 7136.467 | 6865.671 |  | 10334.1389 | 0.34267 | 0.25319 | 8992.1835 | 0.29817 | 0.22031 |  | 6067.1658
11 | 2 | 12 | 553 | 208 | 21.7 | 5.2 | 800.241 | 37.049 | 6591 | 6342.775 |  | 9593.1575 | 0.34262 | 0.24649 | 8350.9556 | 0.29825 | 0.21457 |  | 5765.9284
11 | 2 | 13 | 574 | 197 | 22.8 | 7.7 | 775.201 | 34.397 | 6444.181 | 6201.857 |  | 9746.6617 | 0.34261 | 0.25126 | 8494.1809 | 0.29859 | 0.21898 |  | 5761.6692
11 | 2 | 14 | 673 | 158 | 22.8 | 6.2 | 745.076 | 35.552 | 6154.492 | 5923.599 |  | 10360.1141 | 0.34123 | 0.26801 | 9013.1812 | 0.29687 | 0.23316 |  | 5790.8445
11 | 2 | 15 | 582 | 96 | 22.8 | 4.6 | 498.021 | 33.014 | 4112.155 | 3953.725 |  | 7243.5435 | 0.33109 | 0.2691 | 6165.2829 | 0.2818 | 0.22904 |  | 4020.0593
11 | 2 | 16 | 119 | 80 | 21.7 | 4.6 | 139.103 | 24.156 | 1169.229 | 1090.214 |  | 1006.8324 | 0.30757 | 0.13472 | 825.7973 | 0.25227 | 0.1105 |  | 999.4502
11 | 2 | 17 | 124 | 20 | 20 | 3.6 | 58.35 | 20.149 | 453.233 | 389.075 |  | 106.7774 | 0.055368 | 0.035849 | 89.315 | 0.046313 | 0.029986 |  | 356.4565
11 | 2 | 18 | 0 | 0 | 19.4 | 3.1 | 0 | 19.4 | 0 | 0 |  | 0 | 0 |  | 0 | 0 |  |  | 0
11 | 2 | 19 | 0 | 0 | 18.3 | 3.1 | 0 | 18.3 | 0 | 0 |  | 0 | 0 |  | 0 | 0 |  |  | 0
11 | 2 | 20 | 0 | 0 | 18.3 | 2.6 | 0 | 18.3 | 0 | 0 |  | 0 | 0 |  | 0 | 0 |  |  | 0
11 | 2 | 21 | 0 | 0 | 16.7 | 2.6 | 0 | 16.7 | 0 | 0 |  | 0 | 0 |  | 0 | 0 |  |  | 0
11 | 2 | 22 | 0 | 0 | 16.7 | 2.1 | 0 | 16.7 | 0 | 0 |  | 0 | 0 |  | 0 | 0 |  |  | 0
11 | 2 | 23 | 0 | 0 | 15.6 | 1.5 | 0 | 15.6 | 0 | 0 |  | 0 | 0 |  | 0 | 0 |  |  | 0
11 | 3 | 0 | 0 | 0 | 15 | 0 | 0 | 15 | 0 | 0 |  | 0 | 0 |  | 0 | 0 |  |  | 0
11 | 3 | 1 | 0 | 0 | 13.9 | 1.5 | 0 | 13.9 | 0 | 0 |  | 0 | 0 |  | 0 | 0 |  |  | 0
11 | 3 | 2 | 0 | 0 | 13.3 | 0 | 0 | 13.3 | 0 | 0 |  | 0 | 0 |  | 0 | 0 |  |  | 0
11 | 3 | 3 | 0 | 0 | 13.9 | 0 | 0 | 13.9 | 0 | 0 |  | 0 | 0 |  | 0 | 0 |  |  | 0
11 | 3 | 4 | 0 | 0 | 14.4 | 0 | 0 | 14.4 | 0 | 0 |  | 0 | 0 |  | 0 | 0 |  |  | 0
11 | 3 | 5 | 0 | 0 | 15 | 2.1 | 0 | 15 | 0 | 0 |  | 0 | 0 |  | 0 | 0 |  |  | 0
11 | 3 | 6 | 1 | 2 | 15 | 1.5 | 2.028 | 13.119 | 17.664 | 0 |  | 0 | 0 | 0 | 0 | 0 | 0 |  | 0
11 | 3 | 7 | 47 | 58 | 15 | 0 | 79.897 | 14.701 | 694.551 | 625.581 |  | 0 | 0 | 0 | 0 | 0 | 0 |  | 321.8516
11 | 3 | 8 | 278 | 133 | 15.6 | 2.1 | 309.787 | 22.312 | 2650.482 | 2535.185 |  | 1978.8275 | 0.3083 | 0.14766 | 1620.6723 | 0.2525 | 0.12094 |  | 1746.5865
11 | 3 | 9 | 80 | 217 | 17.8 | 2.6 | 286.236 | 24.173 | 2465.341 | 2354.988 |  | 885.0185 | 0.32574 | 0.062725 | 744.6987 | 0.27409 | 0.05278 |  | 1840.2326
11 | 3 | 10 | 304 | 240 | 19.4 | 3.1 | 546.548 | 31.409 | 4591.684 | 4417.517 |  | 4374.5001 | 0.33842 | 0.17137 | 3780.4819 | 0.29246 | 0.1481 |  | 3610.6647
11 | 3 | 11 | 86 | 218 | 20.6 | 4.1 | 318.966 | 27.224 | 2721.544 | 2604.318 |  | 1419.8713 | 0.34267 | 0.091084 | 1235.3527 | 0.29814 | 0.079247 |  | 2103.0852
11 | 3 | 12 | 82 | 339 | 21.1 | 3.1 | 440.235 | 30.723 | 3710.042 | 3564.205 |  | 1420.381 | 0.34261 | 0.06473 | 1236.5265 | 0.29827 | 0.056351 |  | 2912.7533
11 | 3 | 13 | 386 | 285 | 22.2 | 4.1 | 686.279 | 36.379 | 5664.698 | 5452.479 |  | 6544.8188 | 0.34262 | 0.19213 | 5703.8695 | 0.29859 | 0.16744 |  | 4888.9481
11 | 3 | 14 | 85 | 273 | 21.7 | 4.6 | 359.363 | 28.987 | 3045.231 | 2919.003 |  | 1306.3001 | 0.34116 | 0.071927 | 1136.4196 | 0.29679 | 0.062573 |  | 2418.0195
11 | 3 | 15 | 42 | 141 | 20.6 | 3.6 | 169.621 | 23.79 | 1461.115 | 1375.543 |  | 521.813 | 0.33099 | 0.058115 | 444.0753 | 0.28168 | 0.049457 |  | 1176.3507
11 | 3 | 16 | 53 | 90 | 20.6 | 3.6 | 118.707 | 22.206 | 1017.117 | 941.405 |  | 447.6733 | 0.3075 | 0.072429 | 367.0152 | 0.25209 | 0.059379 |  | 791.6712
11 | 3 | 17 | 6 | 16 | 18.9 | 4.1 | 16.428 | 18.05 | 141.942 | 83.698 |  | 5.1225 | 0.054969 | 0.0054892 | 4.2865 | 0.045999 | 0.0045934 |  | 99.4668
11 | 3 | 18 | 0 | 0 | 16.7 | 6.2 | 0 | 16.7 | 0 | 0 |  | 0 | 0 |  | 0 | 0 |  |  | 0
11 | 3 | 19 | 0 | 0 | 16.7 | 5.2 | 0 | 16.7 | 0 | 0 |  | 0 | 0 |  | 0 | 0 |  |  | 0
11 | 3 | 20 | 0 | 0 | 16.7 | 4.6 | 0 | 16.7 | 0 | 0 |  | 0 | 0 |  | 0 | 0 |  |  | 0
11 | 3 | 21 | 0 | 0 | 16.7 | 5.2 | 0 | 16.7 | 0 | 0 |  | 0 | 0 |  | 0 | 0 |  |  | 0
11 | 3 | 22 | 0 | 0 | 16.1 | 5.2 | 0 | 16.1 | 0 | 0 |  | 0 | 0 |  | 0 | 0 |  |  | 0
11 | 3 | 23 | 0 | 0 | 16.1 | 4.6 | 0 | 16.1 | 0 | 0 |  | 0 | 0 |  | 0 | 0 |  |  | 0
11 | 4 | 0 | 0 | 0 | 15.6 | 3.6 | 0 | 15.6 | 0 | 0 |  | 0 | 0 |  | 0 | 0 |  |  | 0
11 | 4 | 1 | 0 | 0 | 15 | 4.1 | 0 | 15 | 0 | 0 |  | 0 | 0 |  | 0 | 0 |  |  | 0
11 | 4 | 2 | 0 | 0 | 15 | 2.6 | 0 | 15 | 0 | 0 |  | 0 | 0 |  | 0 | 0 |  |  | 0
11 | 4 | 3 | 0 | 0 | 14.4 | 1.5 | 0 | 14.4 | 0 | 0 |  | 0 | 0 |  | 0 | 0 |  |  | 0
11 | 4 | 4 | 0 | 0 | 13.9 | 2.1 | 0 | 13.9 | 0 | 0 |  | 0 | 0 |  | 0 | 0 |  |  | 0
11 | 4 | 5 | 0 | 0 | 13.3 | 2.1 | 0 | 13.3 | 0 | 0 |  | 0 | 0 |  | 0 | 0 |  |  | 0
11 | 4 | 6 | 1 | 2 | 12.8 | 2.1 | 2.03 | 10.895 | 17.812 | 0 |  | 0 | 0 | 0 | 0 | 0 | 0 |  | 0
11 | 4 | 7 | 188 | 46 | 13.9 | 3.1 | 126.632 | 15.252 | 1056.885 | 980.317 |  | 0 | 0 | 0 | 0 | 0 | 0 |  | 427.7035
11 | 4 | 8 | 505 | 90 | 16.1 | 4.1 | 399.843 | 23.599 | 3385.121 | 3249.055 |  | 3585.4591 | 0.30802 | 0.21909 | 2937.8537 | 0.25238 | 0.17952 |  | 2234.095
11 | 4 | 9 | 667 | 114 | 18.3 | 2.1 | 649.153 | 34.781 | 5363.933 | 5162.775 |  | 7365.5686 | 0.32566 | 0.25752 | 6197.6428 | 0.27402 | 0.21668 |  | 4217.7297
11 | 4 | 10 | 744 | 136 | 20 | 2.1 | 839.227 | 41.89 | 6783.036 | 6526.979 |  | 10687.9221 | 0.33836 | 0.27598 | 9233.8556 | 0.29233 | 0.23843 |  | 5824.1369
11 | 4 | 11 | 789 | 147 | 20.6 | 1.5 | 956.232 | 48.128 | 7556.039 | 7267.191 |  | 13006.7727 | 0.34267 | 0.28477 | 11315.2495 | 0.2981 | 0.24773 |  | 6911.4873
11 | 4 | 12 | 791 | 149 | 22.2 | 2.1 | 971.074 | 48.046 | 7676.351 | 7382.217 |  | 13680.9679 | 0.34261 | 0.28649 | 11910.97 | 0.29829 | 0.24942 |  | 7236.5993
11 | 4 | 13 | 681 | 149 | 23.3 | 2.6 | 825.607 | 44.258 | 6617.688 | 6368.382 |  | 11529.8871 | 0.34262 | 0.278 | 10048.3788 | 0.2986 | 0.24228 |  | 6254.1561
11 | 4 | 14 | 681 | 122 | 23.9 | 2.6 | 711.276 | 41.82 | 5740.173 | 5525.129 |  | 10448.504 | 0.34109 | 0.2821 | 9089.2853 | 0.29672 | 0.24541 |  | 5592.7671
11 | 4 | 15 | 542 | 108 | 23.3 | 3.1 | 484.865 | 34.872 | 3978.367 | 3824.188 |  | 6722.4336 | 0.33089 | 0.25869 | 5720.161 | 0.28156 | 0.22012 |  | 3857.0477
11 | 4 | 16 | 285 | 64 | 23.3 | 2.6 | 204.446 | 28.173 | 1666.146 | 1575.793 |  | 2403.5411 | 0.30743 | 0.21502 | 1969.6716 | 0.25193 | 0.17621 |  | 1575.2658
11 | 4 | 17 | 24 | 18 | 22.2 | 2.1 | 25.591 | 21.817 | 211.617 | 152.078 |  | 20.3369 | 0.054623 | 0.015438 | 17.0243 | 0.045726 | 0.012924 |  | 146.0709
11 | 4 | 18 | 0 | 0 | 21.7 | 1.5 | 0 | 21.7 | 0 | 0 |  | 0 | 0 |  | 0 | 0 |  |  | 0
11 | 4 | 19 | 0 | 0 | 20 | 0 | 0 | 20 | 0 | 0 |  | 0 | 0 |  | 0 | 0 |  |  | 0
11 | 4 | 20 | 0 | 0 | 19.4 | 0 | 0 | 19.4 | 0 | 0 |  | 0 | 0 |  | 0 | 0 |  |  | 0
11 | 4 | 21 | 0 | 0 | 18.3 | 0 | 0 | 18.3 | 0 | 0 |  | 0 | 0 |  | 0 | 0 |  |  | 0
11 | 4 | 22 | 0 | 0 | 18.3 | 1.5 | 0 | 18.3 | 0 | 0 |  | 0 | 0 |  | 0 | 0 |  |  | 0
11 | 4 | 23 | 0 | 0 | 16.7 | 2.1 | 0 | 16.7 | 0 | 0 |  | 0 | 0 |  | 0 | 0 |  |  | 0
11 | 5 | 0 | 0 | 0 | 16.7 | 1.5 | 0 | 16.7 | 0 | 0 |  | 0 | 0 |  | 0 | 0 |  |  | 0
11 | 5 | 1 | 0 | 0 | 15.6 | 2.1 | 0 | 15.6 | 0 | 0 |  | 0 | 0 |  | 0 | 0 |  |  | 0
11 | 5 | 2 | 0 | 0 | 14.4 | 1.5 | 0 | 14.4 | 0 | 0 |  | 0 | 0 |  | 0 | 0 |  |  | 0
11 | 5 | 3 | 0 | 0 | 14.4 | 2.1 | 0 | 14.4 | 0 | 0 |  | 0 | 0 |  | 0 | 0 |  |  | 0
11 | 5 | 4 | 0 | 0 | 13.9 | 1.5 | 0 | 13.9 | 0 | 0 |  | 0 | 0 |  | 0 | 0 |  |  | 0
11 | 5 | 5 | 0 | 0 | 12.8 | 0 | 0 | 12.8 | 0 | 0 |  | 0 | 0 |  | 0 | 0 |  |  | 0
11 | 5 | 6 | 26 | 2 | 12.8 | 0 | 6.967 | 9.457 | 49.929 | 0 |  | 0 | 0 | 0 | 0 | 0 | 0 |  | 0
11 | 5 | 7 | 512 | 24 | 15 | 2.6 | 207.258 | 18.501 | 1635.985 | 1546.344 |  | 0 | 0 | 0 | 0 | 0 | 0 |  | 695.5832
11 | 5 | 8 | 796 | 41 | 17.8 | 1.5 | 497.408 | 30.975 | 4079.671 | 3922.278 |  | 5635.7323 | 0.3077 | 0.27534 | 4620.1173 | 0.25225 | 0.22572 |  | 2893.7705
11 | 5 | 9 | 892 | 56 | 20.6 | 1.5 | 736.937 | 41.264 | 5940.434 | 5717.802 |  | 9831.6143 | 0.32558 | 0.29669 | 8272.5838 | 0.27395 | 0.24965 |  | 4999.5277
11 | 5 | 10 | 931 | 66 | 22.8 | 4.1 | 906.482 | 42.093 | 7319.62 | 7041.018 |  | 13350.9793 | 0.33831 | 0.311 | 11531.0439 | 0.29219 | 0.26861 |  | 6584.4
11 | 5 | 11 | 957 | 71 | 24.4 | 4.1 | 1010.047 | 46.079 | 8043.153 | 7732.596 |  | 15751.8971 | 0.34266 | 0.31696 | 13701.9412 | 0.29807 | 0.27571 |  | 7655.4061
11 | 5 | 12 | 962 | 72 | 25 | 4.1 | 1028.314 | 47.221 | 8154.06 | 7838.446 |  | 16613.4649 | 0.34261 | 0.31783 | 14465.3272 | 0.29831 | 0.27674 |  | 8059.9604
11 | 5 | 13 | 953 | 68 | 25.6 | 3.6 | 963.87 | 47.451 | 7632.338 | 7340.144 |  | 16111.6692 | 0.34262 | 0.31845 | 14041.1512 | 0.29859 | 0.27752 |  | 7802.711
11 | 5 | 14 | 917 | 60 | 26.7 | 2.6 | 814.912 | 47.283 | 6439.421 | 6197.288 |  | 14046.526 | 0.34102 | 0.31679 | 12218.6207 | 0.29664 | 0.27557 |  | 6826.1605
11 | 5 | 15 | 838 | 47 | 26.7 | 2.6 | 592.958 | 41.767 | 4728.375 | 4549.579 |  | 10376.6721 | 0.33079 | 0.30667 | 8828.3622 | 0.28144 | 0.26091 |  | 5163.0389
11 | 5 | 16 | 653 | 31 | 26.1 | 2.6 | 318.054 | 34.056 | 2485.448 | 2374.563 |  | 5499.055 | 0.30737 | 0.28174 | 4504.6658 | 0.25179 | 0.23079 |  | 2867.5744
11 | 5 | 17 | 155 | 13 | 23.9 | 2.1 | 59.441 | 24.839 | 441.957 | 378.019 |  | 130.506 | 0.05433 | 0.042309 | 109.2843 | 0.045496 | 0.035429 |  | 378.2744
11 | 5 | 18 | 0 | 0 | 22.8 | 0 | 0 | 22.8 | 0 | 0 |  | 0 | 0 |  | 0 | 0 |  |  | 0
11 | 5 | 19 | 0 | 0 | 20.6 | 1.5 | 0 | 20.6 | 0 | 0 |  | 0 | 0 |  | 0 | 0 |  |  | 0
11 | 5 | 20 | 0 | 0 | 20 | 2.1 | 0 | 20 | 0 | 0 |  | 0 | 0 |  | 0 | 0 |  |  | 0
11 | 5 | 21 | 0 | 0 | 18.9 | 2.1 | 0 | 18.9 | 0 | 0 |  | 0 | 0 |  | 0 | 0 |  |  | 0
11 | 5 | 22 | 0 | 0 | 18.3 | 1.5 | 0 | 18.3 | 0 | 0 |  | 0 | 0 |  | 0 | 0 |  |  | 0
11 | 5 | 23 | 0 | 0 | 17.2 | 2.1 | 0 | 17.2 | 0 | 0 |  | 0 | 0 |  | 0 | 0 |  |  | 0
11 | 6 | 0 | 0 | 0 | 16.7 | 2.1 | 0 | 16.7 | 0 | 0 |  | 0 | 0 |  | 0 | 0 |  |  | 0
11 | 6 | 1 | 0 | 0 | 15.6 | 2.1 | 0 | 15.6 | 0 | 0 |  | 0 | 0 |  | 0 | 0 |  |  | 0
11 | 6 | 2 | 0 | 0 | 15 | 2.6 | 0 | 15 | 0 | 0 |  | 0 | 0 |  | 0 | 0 |  |  | 0
11 | 6 | 3 | 0 | 0 | 15 | 2.1 | 0 | 15 | 0 | 0 |  | 0 | 0 |  | 0 | 0 |  |  | 0
11 | 6 | 4 | 0 | 0 | 14.4 | 2.6 | 0 | 14.4 | 0 | 0 |  | 0 | 0 |  | 0 | 0 |  |  | 0
11 | 6 | 5 | 0 | 0 | 13.9 | 3.1 | 0 | 13.9 | 0 | 0 |  | 0 | 0 |  | 0 | 0 |  |  | 0
11 | 6 | 6 | 4 | 1 | 13.9 | 3.6 | 1.713 | 12.438 | 13.37 | 0 |  | 0 | 0 | 0 | 0 | 0 | 0 |  | 0
11 | 6 | 7 | 312 | 35 | 13.9 | 4.6 | 156.377 | 15.687 | 1273.43 | 1192.108 |  | 0 | 0 | 0 | 0 | 0 | 0 |  | 516.2773
11 | 6 | 8 | 643 | 63 | 15.6 | 3.6 | 445.276 | 24.518 | 3745.662 | 3598.73 |  | 4538.5969 | 0.30733 | 0.2511 | 3722.7287 | 0.25209 | 0.20596 |  | 2516.6368
11 | 6 | 9 | 777 | 85 | 18.3 | 3.1 | 692.263 | 34.044 | 5732.106 | 5517.366 |  | 8547.173 | 0.3255 | 0.27822 | 7191.8347 | 0.27388 | 0.2341 |  | 4584.7718
11 | 6 | 10 | 846 | 100 | 20.6 | 4.1 | 880.271 | 39.32 | 7181.781 | 6909.064 |  | 12110.3052 | 0.33825 | 0.295 | 10456.1346 | 0.29205 | 0.2547 |  | 6240.1672
11 | 6 | 11 | 874 | 108 | 23.9 | 3.1 | 984.045 | 46.996 | 7809.006 | 7508.986 |  | 14363.0833 | 0.34266 | 0.30183 | 12492.641 | 0.29804 | 0.26252 |  | 7269.2213
11 | 6 | 12 | 880 | 110 | 25.6 | 2.6 | 1003.668 | 50.574 | 7857.399 | 7555.216 |  | 15174.3057 | 0.34261 | 0.30309 | 13213.5309 | 0.29834 | 0.26392 |  | 7657.2641
11 | 6 | 13 | 864 | 104 | 26.1 | 2.1 | 933.943 | 50.998 | 7295.941 | 7018.354 |  | 14585.9226 | 0.34263 | 0.30368 | 12710.9907 | 0.29858 | 0.26464 |  | 7347.1049
11 | 6 | 14 | 756 | 99 | 26.7 | 2.6 | 739.195 | 45.466 | 5883.042 | 5662.599 |  | 11561.7818 | 0.34094 | 0.29563 | 10056.6559 | 0.29656 | 0.25715 |  | 5950.3891
11 | 6 | 15 | 597 | 107 | 26.1 | 5.7 | 517.788 | 35.435 | 4237.74 | 4075.265 |  | 7380.7665 | 0.3307 | 0.2642 | 6278.6225 | 0.28132 | 0.22475 |  | 4159.3788
11 | 6 | 16 | 171 | 69 | 25 | 4.6 | 155.386 | 27.886 | 1279.072 | 1197.623 |  | 1438.0911 | 0.30731 | 0.17322 | 1177.6223 | 0.25165 | 0.14185 |  | 1138.2311
11 | 6 | 17 | 23 | 10 | 24.4 | 4.1 | 15.909 | 23.74 | 127.101 | 69.131 |  | 19.264 | 0.054091 | 0.021863 | 16.1358 | 0.045307 | 0.018312 |  | 100.1826
11 | 6 | 18 | 0 | 0 | 23.3 | 3.1 | 0 | 23.3 | 0 | 0 |  | 0 | 0 |  | 0 | 0 |  |  | 0
11 | 6 | 19 | 0 | 0 | 21.7 | 3.1 | 0 | 21.7 | 0 | 0 |  | 0 | 0 |  | 0 | 0 |  |  | 0
11 | 6 | 20 | 0 | 0 | 21.1 | 3.6 | 0 | 21.1 | 0 | 0 |  | 0 | 0 |  | 0 | 0 |  |  | 0
11 | 6 | 21 | 0 | 0 | 21.1 | 5.2 | 0 | 21.1 | 0 | 0 |  | 0 | 0 |  | 0 | 0 |  |  | 0
11 | 6 | 22 | 0 | 0 | 20 | 4.6 | 0 | 20 | 0 | 0 |  | 0 | 0 |  | 0 | 0 |  |  | 0
11 | 6 | 23 | 0 | 0 | 18.9 | 2.1 | 0 | 18.9 | 0 | 0 |  | 0 | 0 |  | 0 | 0 |  |  | 0
11 | 7 | 0 | 0 | 0 | 18.9 | 5.7 | 0 | 18.9 | 0 | 0 |  | 0 | 0 |  | 0 | 0 |  |  | 0
11 | 7 | 1 | 0 | 0 | 18.3 | 4.1 | 0 | 18.3 | 0 | 0 |  | 0 | 0 |  | 0 | 0 |  |  | 0
11 | 7 | 2 | 0 | 0 | 16.1 | 4.1 | 0 | 16.1 | 0 | 0 |  | 0 | 0 |  | 0 | 0 |  |  | 0
11 | 7 | 3 | 0 | 0 | 13.9 | 3.1 | 0 | 13.9 | 0 | 0 |  | 0 | 0 |  | 0 | 0 |  |  | 0
11 | 7 | 4 | 0 | 0 | 12.8 | 2.1 | 0 | 12.8 | 0 | 0 |  | 0 | 0 |  | 0 | 0 |  |  | 0
11 | 7 | 5 | 0 | 0 | 11.1 | 3.1 | 0 | 11.1 | 0 | 0 |  | 0 | 0 |  | 0 | 0 |  |  | 0
11 | 7 | 6 | 23 | 2 | 10.6 | 2.1 | 6.45 | 8.768 | 46.925 | 0 |  | 0 | 0 | 0 | 0 | 0 | 0 |  | 0
11 | 7 | 7 | 535 | 21 | 12.8 | 1.5 | 208.56 | 16.871 | 1647.408 | 1557.498 |  | 0 | 0 | 0 | 0 | 0 | 0 |  | 703.0898
11 | 7 | 8 | 809 | 37 | 15 | 2.1 | 498.027 | 27.079 | 4138.858 | 3979.572 |  | 5691.3785 | 0.30693 | 0.27783 | 4671.0556 | 0.25191 | 0.22802 |  | 2899.2659
11 | 7 | 9 | 921 | 50 | 16.1 | 2.1 | 748.738 | 35.446 | 6164.544 | 5933.259 |  | 10110.3248 | 0.32541 | 0.30006 | 8507.2402 | 0.27381 | 0.25248 |  | 5092.293
11 | 7 | 10 | 960 | 66 | 17.8 | 3.1 | 929.563 | 39.617 | 7574.72 | 7285.055 |  | 13716.9009 | 0.3382 | 0.31158 | 11839.3483 | 0.2919 | 0.26893 |  | 6754.0469
11 | 7 | 11 | 979 | 73 | 18.9 | 2.6 | 1030.996 | 44.673 | 8253.379 | 7933.203 |  | 16062.8204 | 0.34265 | 0.31676 | 13969.7638 | 0.29801 | 0.27548 |  | 7810.3439
11 | 7 | 12 | 988 | 74 | 20 | 3.1 | 1053.454 | 45.106 | 8420.298 | 8092.376 |  | 17010.6556 | 0.3426 | 0.31774 | 14814.1173 | 0.29837 | 0.27671 |  | 8254.4469
11 | 7 | 13 | 950 | 99 | 20.6 | 3.6 | 996.649 | 43.361 | 8014.463 | 7705.207 |  | 16014.7367 | 0.34263 | 0.30834 | 13955.3744 | 0.29857 | 0.26869 |  | 7965.167
11 | 7 | 14 | 761 | 108 | 21.1 | 4.1 | 757.216 | 37.843 | 6199.819 | 5967.156 |  | 11619.9152 | 0.34087 | 0.29226 | 10106.608 | 0.29648 | 0.2542 |  | 6037.887
11 | 7 | 15 | 600 | 119 | 21.1 | 4.1 | 531.197 | 32.653 | 4392.286 | 4224.758 |  | 7406.5956 | 0.33062 | 0.25852 | 6299.7478 | 0.28121 | 0.21989 |  | 4251.3185
11 | 7 | 16 | 492 | 43 | 20 | 3.6 | 270.043 | 25.83 | 2188.638 | 2085.456 |  | 4132.5519 | 0.30726 | 0.2631 | 3382.9536 | 0.25153 | 0.21538 |  | 2280.4829
11 | 7 | 17 | 155 | 13 | 18.3 | 3.1 | 59.853 | 18.808 | 455.382 | 391.182 |  | 129.2916 | 0.053904 | 0.041964 | 108.3199 | 0.045161 | 0.035157 |  | 377.6099
11 | 7 | 18 | 0 | 0 | 17.2 | 2.1 | 0 | 17.2 | 0 | 0 |  | 0 | 0 |  | 0 | 0 |  |  | 0
11 | 7 | 19 | 0 | 0 | 15.6 | 2.1 | 0 | 15.6 | 0 | 0 |  | 0 | 0 |  | 0 | 0 |  |  | 0
11 | 7 | 20 | 0 | 0 | 15 | 0 | 0 | 15 | 0 | 0 |  | 0 | 0 |  | 0 | 0 |  |  | 0
11 | 7 | 21 | 0 | 0 | 13.9 | 0 | 0 | 13.9 | 0 | 0 |  | 0 | 0 |  | 0 | 0 |  |  | 0
11 | 7 | 22 | 0 | 0 | 13.3 | 2.6 | 0 | 13.3 | 0 | 0 |  | 0 | 0 |  | 0 | 0 |  |  | 0
11 | 7 | 23 | 0 | 0 | 12.2 | 1.5 | 0 | 12.2 | 0 | 0 |  | 0 | 0 |  | 0 | 0 |  |  | 0
11 | 8 | 0 | 0 | 0 | 12.2 | 3.1 | 0 | 12.2 | 0 | 0 |  | 0 | 0 |  | 0 | 0 |  |  | 0
11 | 8 | 1 | 0 | 0 | 11.1 | 2.6 | 0 | 11.1 | 0 | 0 |  | 0 | 0 |  | 0 | 0 |  |  | 0
11 | 8 | 2 | 0 | 0 | 10.6 | 3.1 | 0 | 10.6 | 0 | 0 |  | 0 | 0 |  | 0 | 0 |  |  | 0
11 | 8 | 3 | 0 | 0 | 10 | 3.6 | 0 | 10 | 0 | 0 |  | 0 | 0 |  | 0 | 0 |  |  | 0
11 | 8 | 4 | 0 | 0 | 9.4 | 2.1 | 0 | 9.4 | 0 | 0 |  | 0 | 0 |  | 0 | 0 |  |  | 0
11 | 8 | 5 | 0 | 0 | 8.9 | 3.6 | 0 | 8.9 | 0 | 0 |  | 0 | 0 |  | 0 | 0 |  |  | 0
11 | 8 | 6 | 7 | 1 | 8.9 | 3.1 | 2.333 | 7.29 | 17.737 | 0 |  | 0 | 0 | 0 | 0 | 0 | 0 |  | 0
11 | 8 | 7 | 416 | 27 | 10 | 2.6 | 178.833 | 12.714 | 1448.22 | 1362.943 |  | 0 | 0 | 0 | 0 | 0 | 0 |  | 593.4303
11 | 8 | 8 | 728 | 48 | 11.7 | 2.6 | 471.011 | 22.319 | 3984.745 | 3830.364 |  | 5103.1548 | 0.30648 | 0.26619 | 4190.98 | 0.2517 | 0.21861 |  | 2693.0994
11 | 8 | 9 | 851 | 65 | 14.4 | 2.1 | 715.108 | 32.874 | 5943.553 | 5720.801 |  | 9321.8495 | 0.32531 | 0.2907 | 7844.0117 | 0.27374 | 0.24461 |  | 4819.4097
11 | 8 | 10 | 917 | 77 | 16.7 | 2.6 | 904.377 | 39.094 | 7383.705 | 7102.344 |  | 13077.764 | 0.33814 | 0.30614 | 11283.8277 | 0.29175 | 0.26415 |  | 6533.6011
11 | 8 | 11 | 942 | 84 | 18.9 | 1.5 | 1007.997 | 48.071 | 7966.172 | 7659.099 |  | 15430.5372 | 0.34265 | 0.31209 | 13418.7775 | 0.29798 | 0.2714 |  | 7595.4838
11 | 8 | 12 | 956 | 85 | 20 | 1.5 | 1034.835 | 50.112 | 8115.54 | 7801.688 |  | 16434.5431 | 0.3426 | 0.31344 | 14313.9067 | 0.2984 | 0.273 |  | 8065.0573
11 | 8 | 13 | 942 | 81 | 21.1 | 1.5 | 966.631 | 49.492 | 7594.556 | 7304.022 |  | 15857.2295 | 0.34264 | 0.3138 | 13817.1713 | 0.29856 | 0.27343 |  | 7772.8998
11 | 8 | 14 | 892 | 71 | 22.2 | 1.5 | 806.193 | 46.189 | 6396.686 | 6156.255 |  | 13599.1436 | 0.3408 | 0.31169 | 11827.3081 | 0.2964 | 0.27108 |  | 6697.9862
11 | 8 | 15 | 802 | 55 | 22.2 | 2.1 | 583.754 | 38.151 | 4718.617 | 4540.153 |  | 9885.7616 | 0.33054 | 0.30144 | 8407.3144 | 0.2811 | 0.25635 |  | 4988.6597
11 | 8 | 16 | 590 | 37 | 21.1 | 2.1 | 301.717 | 29.217 | 2405.791 | 2297.003 |  | 4950.1235 | 0.30722 | 0.27417 | 4051.024 | 0.25142 | 0.22437 |  | 2639.0398
11 | 8 | 17 | 103 | 14 | 19.4 | 1.5 | 46.579 | 20 | 361.091 | 298.718 |  | 85.6654 | 0.053772 | 0.036796 | 71.7812 | 0.045057 | 0.030832 |  | 280.0767
11 | 8 | 18 | 0 | 0 | 17.8 | 0 | 0 | 17.8 | 0 | 0 |  | 0 | 0 |  | 0 | 0 |  |  | 0
11 | 8 | 19 | 0 | 0 | 16.7 | 0 | 0 | 16.7 | 0 | 0 |  | 0 | 0 |  | 0 | 0 |  |  | 0
11 | 8 | 20 | 0 | 0 | 15.6 | 0 | 0 | 15.6 | 0 | 0 |  | 0 | 0 |  | 0 | 0 |  |  | 0
11 | 8 | 21 | 0 | 0 | 14.4 | 0 | 0 | 14.4 | 0 | 0 |  | 0 | 0 |  | 0 | 0 |  |  | 0
11 | 8 | 22 | 0 | 0 | 13.9 | 1.5 | 0 | 13.9 | 0 | 0 |  | 0 | 0 |  | 0 | 0 |  |  | 0
11 | 8 | 23 | 0 | 0 | 12.8 | 0 | 0 | 12.8 | 0 | 0 |  | 0 | 0 |  | 0 | 0 |  |  | 0
11 | 9 | 0 | 0 | 0 | 12.8 | 2.1 | 0 | 12.8 | 0 | 0 |  | 0 | 0 |  | 0 | 0 |  |  | 0
11 | 9 | 1 | 0 | 0 | 10.6 | 1.5 | 0 | 10.6 | 0 | 0 |  | 0 | 0 |  | 0 | 0 |  |  | 0
11 | 9 | 2 | 0 | 0 | 10.6 | 0 | 0 | 10.6 | 0 | 0 |  | 0 | 0 |  | 0 | 0 |  |  | 0
11 | 9 | 3 | 0 | 0 | 10 | 0 | 0 | 10 | 0 | 0 |  | 0 | 0 |  | 0 | 0 |  |  | 0
11 | 9 | 4 | 0 | 0 | 8.9 | 0 | 0 | 8.9 | 0 | 0 |  | 0 | 0 |  | 0 | 0 |  |  | 0
11 | 9 | 5 | 0 | 0 | 8.9 | 0 | 0 | 8.9 | 0 | 0 |  | 0 | 0 |  | 0 | 0 |  |  | 0
11 | 9 | 6 | 4 | 1 | 8.9 | 0 | 1.732 | 5.455 | 13.869 | 0 |  | 0 | 0 | 0 | 0 | 0 | 0 |  | 0
11 | 9 | 7 | 374 | 29 | 9.4 | 0 | 169.882 | 13.556 | 1379.426 | 1295.718 |  | 0 | 0 | 0 | 0 | 0 | 0 |  | 552.8867
11 | 9 | 8 | 705 | 51 | 13.9 | 0 | 461.412 | 31.037 | 3786.128 | 3637.95 |  | 4922.7728 | 0.30598 | 0.26232 | 4045.6498 | 0.25146 | 0.21558 |  | 2629.2231
11 | 9 | 9 | 845 | 70 | 17.2 | 0 | 721.907 | 44.719 | 5744.488 | 5529.282 |  | 9235.4887 | 0.32522 | 0.28795 | 7771.6831 | 0.27367 | 0.24231 |  | 4811.8534
11 | 9 | 10 | 905 | 82 | 18.9 | 0 | 898.831 | 53.07 | 6960.733 | 6697.319 |  | 12881.6666 | 0.33808 | 0.30376 | 11110.7133 | 0.2916 | 0.262 |  | 6477.1725
11 | 9 | 11 | 933 | 89 | 20.6 | 1.5 | 1004.267 | 49.547 | 7891.981 | 7588.248 |  | 15257.7898 | 0.34264 | 0.3101 | 13267.6127 | 0.29795 | 0.26965 |  | 7550.0787
11 | 9 | 12 | 933 | 90 | 22.2 | 2.1 | 1017.529 | 49.286 | 8005.035 | 7696.206 |  | 16014.5763 | 0.3426 | 0.31115 | 13949.5945 | 0.29843 | 0.27103 |  | 7906.8037
11 | 9 | 13 | 916 | 86 | 23.3 | 1.5 | 947.999 | 51.025 | 7404.401 | 7122.147 |  | 15397.7385 | 0.34264 | 0.31136 | 13415.7168 | 0.29854 | 0.27128 |  | 7596.5399
11 | 9 | 14 | 875 | 75 | 24.4 | 1.5 | 796.835 | 47.977 | 6279.682 | 6043.884 |  | 13319.789 | 0.34073 | 0.30955 | 11583.5587 | 0.29632 | 0.2692 |  | 6597.7887
11 | 9 | 15 | 776 | 59 | 24.4 | 1.5 | 571.996 | 41.58 | 4565.987 | 4392.683 |  | 9552.0129 | 0.33046 | 0.29848 | 8122.4289 | 0.281 | 0.2538 |  | 4859.6004
11 | 9 | 16 | 554 | 39 | 23.3 | 2.1 | 288.961 | 31.05 | 2291.714 | 2185.891 |  | 4643.3641 | 0.30719 | 0.27054 | 3798.9673 | 0.25132 | 0.22134 |  | 2502.759
11 | 9 | 17 | 76 | 12 | 21.1 | 2.6 | 37.309 | 21.218 | 291.053 | 230.017 |  | 63.0997 | 0.053693 | 0.034955 | 52.8777 | 0.044995 | 0.029292 |  | 215.717
11 | 9 | 18 | 0 | 0 | 18.9 | 2.1 | 0 | 18.9 | 0 | 0 |  | 0 | 0 |  | 0 | 0 |  |  | 0
11 | 9 | 19 | 0 | 0 | 17.8 | 1.5 | 0 | 17.8 | 0 | 0 |  | 0 | 0 |  | 0 | 0 |  |  | 0
11 | 9 | 20 | 0 | 0 | 16.7 | 1.5 | 0 | 16.7 | 0 | 0 |  | 0 | 0 |  | 0 | 0 |  |  | 0
11 | 9 | 21 | 0 | 0 | 15.6 | 1.5 | 0 | 15.6 | 0 | 0 |  | 0 | 0 |  | 0 | 0 |  |  | 0
11 | 9 | 22 | 0 | 0 | 14.4 | 2.1 | 0 | 14.4 | 0 | 0 |  | 0 | 0 |  | 0 | 0 |  |  | 0
11 | 9 | 23 | 0 | 0 | 14.4 | 2.1 | 0 | 14.4 | 0 | 0 |  | 0 | 0 |  | 0 | 0 |  |  | 0
11 | 10 | 0 | 0 | 0 | 12.8 | 2.1 | 0 | 12.8 | 0 | 0 |  | 0 | 0 |  | 0 | 0 |  |  | 0
11 | 10 | 1 | 0 | 0 | 12.2 | 1.5 | 0 | 12.2 | 0 | 0 |  | 0 | 0 |  | 0 | 0 |  |  | 0
11 | 10 | 2 | 0 | 0 | 11.7 | 0 | 0 | 11.7 | 0 | 0 |  | 0 | 0 |  | 0 | 0 |  |  | 0
11 | 10 | 3 | 0 | 0 | 11.1 | 0 | 0 | 11.1 | 0 | 0 |  | 0 | 0 |  | 0 | 0 |  |  | 0
11 | 10 | 4 | 0 | 0 | 10.6 | 0 | 0 | 10.6 | 0 | 0 |  | 0 | 0 |  | 0 | 0 |  |  | 0
11 | 10 | 5 | 0 | 0 | 10.6 | 0 | 0 | 10.6 | 0 | 0 |  | 0 | 0 |  | 0 | 0 |  |  | 0
11 | 10 | 6 | 2 | 1 | 11.1 | 0 | 1.328 | 7.586 | 11.099 | 0 |  | 0 | 0 | 0 | 0 | 0 | 0 |  | 0
11 | 10 | 7 | 309 | 29 | 11.1 | 0 | 148.791 | 14.301 | 1211.783 | 1131.83 |  | 0 | 0 | 0 | 0 | 0 | 0 |  | 477.7658
11 | 10 | 8 | 557 | 89 | 13.3 | 0 | 424.64 | 28.99 | 3522.32 | 3382.172 |  | 3873.0982 | 0.30543 | 0.22319 | 3185.3849 | 0.25119 | 0.18356 |  | 2371.2587
11 | 10 | 9 | 439 | 127 | 16.1 | 2.6 | 485.825 | 27.722 | 4118.506 | 3959.872 |  | 4786.9897 | 0.32512 | 0.22378 | 4028.501 | 0.2736 | 0.18832 |  | 3088.6013
11 | 10 | 10 | 615 | 178 | 18.9 | 1.5 | 762.11 | 40.26 | 6196.986 | 5964.434 |  | 8736.5188 | 0.33802 | 0.24826 | 7532.7125 | 0.29144 | 0.21405 |  | 5207.6173
11 | 10 | 11 | 837 | 120 | 20.6 | 1.5 | 958.271 | 47.93 | 7577.237 | 7287.462 |  | 13664.8465 | 0.34263 | 0.29589 | 11881.7494 | 0.29792 | 0.25728 |  | 7030.8365
11 | 10 | 12 | 946 | 85 | 22.8 | 1.5 | 1022.777 | 52.26 | 7954.685 | 7648.131 |  | 16212.8065 | 0.3426 | 0.31308 | 14123.6966 | 0.29846 | 0.27274 |  | 7963.7431
11 | 10 | 13 | 887 | 87 | 24.4 | 1.5 | 921.839 | 51.412 | 7189.243 | 6916.209 |  | 14889.3478 | 0.34264 | 0.31005 | 12971.603 | 0.29851 | 0.27012 |  | 7371.1743
11 | 10 | 14 | 866 | 77 | 25.6 | 1.5 | 798.299 | 49.072 | 6265.053 | 6029.831 |  | 13163.3076 | 0.34067 | 0.3084 | 11446.6554 | 0.29624 | 0.26818 |  | 6540.4534
11 | 10 | 15 | 793 | 59 | 26.1 | 2.1 | 582.297 | 41.906 | 4642.061 | 4466.195 |  | 9748.4076 | 0.33039 | 0.299 | 8288.3874 | 0.28091 | 0.25422 |  | 4952.116
11 | 10 | 16 | 608 | 33 | 25 | 2.1 | 304.427 | 33.183 | 2389.676 | 2281.31 |  | 5091.3614 | 0.30715 | 0.27809 | 4164.5084 | 0.25124 | 0.22746 |  | 2681.8904
11 | 10 | 17 | 108 | 12 | 22.2 | 2.1 | 47.456 | 22.734 | 363.397 | 300.98 |  | 89.6197 | 0.053669 | 0.038967 | 75.1037 | 0.044976 | 0.032656 |  | 278.9204
11 | 10 | 18 | 0 | 0 | 21.1 | 1.5 | 0 | 21.1 | 0 | 0 |  | 0 | 0 |  | 0 | 0 |  |  | 0
11 | 10 | 19 | 0 | 0 | 18.9 | 0 | 0 | 18.9 | 0 | 0 |  | 0 | 0 |  | 0 | 0 |  |  | 0
11 | 10 | 20 | 0 | 0 | 18.3 | 2.1 | 0 | 18.3 | 0 | 0 |  | 0 | 0 |  | 0 | 0 |  |  | 0
11 | 10 | 21 | 0 | 0 | 19.4 | 3.1 | 0 | 19.4 | 0 | 0 |  | 0 | 0 |  | 0 | 0 |  |  | 0
11 | 10 | 22 | 0 | 0 | 17.8 | 1.5 | 0 | 17.8 | 0 | 0 |  | 0 | 0 |  | 0 | 0 |  |  | 0
11 | 10 | 23 | 0 | 0 | 15.6 | 2.1 | 0 | 15.6 | 0 | 0 |  | 0 | 0 |  | 0 | 0 |  |  | 0
11 | 11 | 0 | 0 | 0 | 13.9 | 1.5 | 0 | 13.9 | 0 | 0 |  | 0 | 0 |  | 0 | 0 |  |  | 0
11 | 11 | 1 | 0 | 0 | 12.8 | 2.1 | 0 | 12.8 | 0 | 0 |  | 0 | 0 |  | 0 | 0 |  |  | 0
11 | 11 | 2 | 0 | 0 | 11.7 | 2.1 | 0 | 11.7 | 0 | 0 |  | 0 | 0 |  | 0 | 0 |  |  | 0
11 | 11 | 3 | 0 | 0 | 11.7 | 2.1 | 0 | 11.7 | 0 | 0 |  | 0 | 0 |  | 0 | 0 |  |  | 0
11 | 11 | 4 | 0 | 0 | 11.1 | 2.1 | 0 | 11.1 | 0 | 0 |  | 0 | 0 |  | 0 | 0 |  |  | 0
11 | 11 | 5 | 0 | 0 | 10.6 | 0 | 0 | 10.6 | 0 | 0 |  | 0 | 0 |  | 0 | 0 |  |  | 0
11 | 11 | 6 | 0 | 0 | 11.1 | 0 | 0 | 11.1 | 0 | 0 |  | 0 | 0 |  | 0 | 0 |  |  | 0
11 | 11 | 7 | 282 | 32 | 11.7 | 0 | 143.164 | 15.427 | 1167.008 | 1088.042 |  | 0 | 0 | 0 | 0 | 0 | 0 |  | 459.1876
11 | 11 | 8 | 506 | 76 | 13.9 | 0 | 382.766 | 28.016 | 3184.978 | 3054.752 |  | 3502.6749 | 0.30481 | 0.22625 | 2883.0517 | 0.25089 | 0.18623 |  | 2118.957
11 | 11 | 9 | 554 | 134 | 18.9 | 0 | 577.94 | 41.257 | 4663.453 | 4486.863 |  | 6026.5294 | 0.32501 | 0.23562 | 5072.019 | 0.27353 | 0.1983 |  | 3718.941
11 | 11 | 10 | 698 | 124 | 21.1 | 2.1 | 779.106 | 41.268 | 6310.611 | 6073.593 |  | 9895.543 | 0.33796 | 0.27648 | 8528.8852 | 0.29128 | 0.2383 |  | 5382.5082
11 | 11 | 11 | 442 | 195 | 23.9 | 1.5 | 667.559 | 43.567 | 5366.533 | 5165.281 |  | 7203.7899 | 0.34262 | 0.23043 | 6263.4985 | 0.2979 | 0.20035 |  | 4586.0457
11 | 11 | 12 | 536 | 246 | 25 | 2.1 | 822.179 | 46.343 | 6541.366 | 6295.144 |  | 9172.0213 | 0.3426 | 0.23111 | 7990.9164 | 0.29849 | 0.20135 |  | 5827.3563
11 | 11 | 13 | 428 | 240 | 26.1 | 2.1 | 671.113 | 44.159 | 5381.672 | 5179.871 |  | 7174.5166 | 0.34265 | 0.21392 | 6249.8335 | 0.29849 | 0.18635 |  | 4874.7119
11 | 11 | 14 | 299 | 233 | 26.7 | 1.5 | 511.685 | 41.782 | 4134.175 | 3975.039 |  | 4538.2925 | 0.3406 | 0.17758 | 3946.1517 | 0.29616 | 0.15441 |  | 3631.6827
11 | 11 | 15 | 401 | 126 | 25.6 | 2.1 | 411.443 | 36.299 | 3362.543 | 3227.143 |  | 4923.3749 | 0.33032 | 0.22878 | 4185.4903 | 0.28081 | 0.19449 |  | 3137.0825
11 | 11 | 16 | 264 | 59 | 25 | 3.1 | 191.279 | 29.084 | 1553.834 | 1466.118 |  | 2208.9725 | 0.30713 | 0.21467 | 1806.4673 | 0.25117 | 0.17556 |  | 1448.2816
11 | 11 | 17 | 75 | 16 | 22.2 | 2.1 | 42.667 | 22.233 | 337.249 | 275.333 |  | 62.2775 | 0.053699 | 0.031143 | 52.1883 | 0.045 | 0.026097 |  | 235.594
11 | 11 | 18 | 0 | 0 | 20 | 1.5 | 0 | 20 | 0 | 0 |  | 0 | 0 |  | 0 | 0 |  |  | 0
11 | 11 | 19 | 0 | 0 | 18.9 | 0 | 0 | 18.9 | 0 | 0 |  | 0 | 0 |  | 0 | 0 |  |  | 0
11 | 11 | 20 | 0 | 0 | 17.2 | 0 | 0 | 17.2 | 0 | 0 |  | 0 | 0 |  | 0 | 0 |  |  | 0
11 | 11 | 21 | 0 | 0 | 16.7 | 0 | 0 | 16.7 | 0 | 0 |  | 0 | 0 |  | 0 | 0 |  |  | 0
11 | 11 | 22 | 0 | 0 | 15.6 | 0 | 0 | 15.6 | 0 | 0 |  | 0 | 0 |  | 0 | 0 |  |  | 0
11 | 11 | 23 | 0 | 0 | 15.6 | 1.5 | 0 | 15.6 | 0 | 0 |  | 0 | 0 |  | 0 | 0 |  |  | 0
11 | 12 | 0 | 0 | 0 | 13.9 | 0 | 0 | 13.9 | 0 | 0 |  | 0 | 0 |  | 0 | 0 |  |  | 0
11 | 12 | 1 | 0 | 0 | 13.3 | 0 | 0 | 13.3 | 0 | 0 |  | 0 | 0 |  | 0 | 0 |  |  | 0
11 | 12 | 2 | 0 | 0 | 13.3 | 0 | 0 | 13.3 | 0 | 0 |  | 0 | 0 |  | 0 | 0 |  |  | 0
11 | 12 | 3 | 0 | 0 | 12.8 | 0 | 0 | 12.8 | 0 | 0 |  | 0 | 0 |  | 0 | 0 |  |  | 0
11 | 12 | 4 | 0 | 0 | 11.7 | 1.5 | 0 | 11.7 | 0 | 0 |  | 0 | 0 |  | 0 | 0 |  |  | 0
11 | 12 | 5 | 0 | 0 | 11.1 | 0 | 0 | 11.1 | 0 | 0 |  | 0 | 0 |  | 0 | 0 |  |  | 0
11 | 12 | 6 | 0 | 0 | 11.1 | 1.5 | 0 | 11.1 | 0 | 0 |  | 0 | 0 |  | 0 | 0 |  |  | 0
11 | 12 | 7 | 229 | 32 | 13.3 | 0 | 124.836 | 16.14 | 1021.699 | 945.888 |  | 0 | 0 | 0 | 0 | 0 | 0 |  | 398.4134
11 | 12 | 8 | 568 | 63 | 16.7 | 0 | 401.274 | 31.281 | 3294.633 | 3161.225 |  | 3912.9177 | 0.30414 | 0.24194 | 3223.5008 | 0.25055 | 0.19931 |  | 2235.2815
11 | 12 | 9 | 746 | 87 | 20.6 | 1.5 | 669.815 | 39.137 | 5442.439 | 5238.423 |  | 8095.0814 | 0.3249 | 0.27457 | 6813.5637 | 0.27347 | 0.2311 |  | 4386.7072
11 | 12 | 10 | 828 | 104 | 23.9 | 3.6 | 862.671 | 42.937 | 6943.363 | 6680.673 |  | 11714.3211 | 0.33789 | 0.29192 | 10092.6782 | 0.29112 | 0.25151 |  | 6087.6642
11 | 12 | 11 | 793 | 118 | 25.6 | 3.1 | 912.065 | 47.024 | 7236.564 | 6961.517 |  | 12902.1552 | 0.34261 | 0.29421 | 11217.7218 | 0.29788 | 0.2558 |  | 6669.8005
11 | 12 | 12 | 819 | 115 | 26.7 | 3.1 | 944.406 | 48.904 | 7440.508 | 7156.691 |  | 13993.2336 | 0.3426 | 0.29848 | 12192.3441 | 0.29851 | 0.26007 |  | 7151.4401
11 | 12 | 13 | 771 | 122 | 27.8 | 3.1 | 870.349 | 48.425 | 6866.116 | 6606.634 |  | 12906.4559 | 0.34265 | 0.29285 | 11241.8623 | 0.29846 | 0.25508 |  | 6700.3318
11 | 12 | 14 | 767 | 97 | 28.3 | 2.1 | 742.002 | 48.155 | 5844.287 | 5625.315 |  | 11625.406 | 0.34054 | 0.29633 | 10107.7889 | 0.29608 | 0.25765 |  | 5971.2716
11 | 12 | 15 | 630 | 82 | 28.9 | 2.1 | 509.741 | 42.707 | 4056.763 | 3900.101 |  | 7725.8919 | 0.33026 | 0.27893 | 6567.2132 | 0.28073 | 0.2371 |  | 4158.4446
11 | 12 | 16 | 373 | 51 | 28.3 | 2.1 | 229.828 | 34.372 | 1817.848 | 1723.866 |  | 3118.8907 | 0.30711 | 0.24303 | 2550.1332 | 0.2511 | 0.19871 |  | 1838.9224
11 | 12 | 17 | 33 | 13 | 26.1 | 2.1 | 20.258 | 25.771 | 159.354 | 100.789 |  | 27.4536 | 0.053784 | 0.023013 | 23.0037 | 0.045066 | 0.019283 |  | 136.25
11 | 12 | 18 | 0 | 0 | 23.3 | 1.5 | 0 | 23.3 | 0 | 0 |  | 0 | 0 |  | 0 | 0 |  |  | 0
11 | 12 | 19 | 0 | 0 | 21.7 | 0 | 0 | 21.7 | 0 | 0 |  | 0 | 0 |  | 0 | 0 |  |  | 0
11 | 12 | 20 | 0 | 0 | 19.4 | 2.1 | 0 | 19.4 | 0 | 0 |  | 0 | 0 |  | 0 | 0 |  |  | 0
11 | 12 | 21 | 0 | 0 | 18.9 | 0 | 0 | 18.9 | 0 | 0 |  | 0 | 0 |  | 0 | 0 |  |  | 0
11 | 12 | 22 | 0 | 0 | 17.8 | 0 | 0 | 17.8 | 0 | 0 |  | 0 | 0 |  | 0 | 0 |  |  | 0
11 | 12 | 23 | 0 | 0 | 17.8 | 2.1 | 0 | 17.8 | 0 | 0 |  | 0 | 0 |  | 0 | 0 |  |  | 0
11 | 13 | 0 | 0 | 0 | 18.3 | 2.1 | 0 | 18.3 | 0 | 0 |  | 0 | 0 |  | 0 | 0 |  |  | 0
11 | 13 | 1 | 0 | 0 | 17.2 | 2.1 | 0 | 17.2 | 0 | 0 |  | 0 | 0 |  | 0 | 0 |  |  | 0
11 | 13 | 2 | 0 | 0 | 17.8 | 1.5 | 0 | 17.8 | 0 | 0 |  | 0 | 0 |  | 0 | 0 |  |  | 0
11 | 13 | 3 | 0 | 0 | 16.1 | 2.1 | 0 | 16.1 | 0 | 0 |  | 0 | 0 |  | 0 | 0 |  |  | 0
11 | 13 | 4 | 0 | 0 | 18.9 | 3.1 | 0 | 18.9 | 0 | 0 |  | 0 | 0 |  | 0 | 0 |  |  | 0
11 | 13 | 5 | 0 | 0 | 18.9 | 3.1 | 0 | 18.9 | 0 | 0 |  | 0 | 0 |  | 0 | 0 |  |  | 0
11 | 13 | 6 | 0 | 0 | 18.3 | 3.1 | 0 | 18.3 | 0 | 0 |  | 0 | 0 |  | 0 | 0 |  |  | 0
11 | 13 | 7 | 340 | 27 | 19.4 | 4.6 | 157.57 | 21.328 | 1248.622 | 1167.852 |  | 0 | 0 | 0 | 0 | 0 | 0 |  | 495.3055
11 | 13 | 8 | 642 | 53 | 20.6 | 4.6 | 426.648 | 28.295 | 3534.347 | 3393.838 |  | 4399.8798 | 0.3034 | 0.25456 | 3628.0119 | 0.25017 | 0.2099 |  | 2407.4406
11 | 13 | 9 | 800 | 57 | 21.7 | 4.1 | 662.517 | 35.361 | 5454.807 | 5250.339 |  | 8658.9097 | 0.32478 | 0.29201 | 7288.9112 | 0.2734 | 0.24581 |  | 4456.5693
11 | 13 | 10 | 862 | 69 | 22.8 | 3.6 | 840.501 | 41.374 | 6803.535 | 6546.635 |  | 12169.6724 | 0.33783 | 0.30696 | 10480.9907 | 0.29095 | 0.26436 |  | 6065.1813
11 | 13 | 11 | 782 | 126 | 23.9 | 3.1 | 915.767 | 45.41 | 7310.371 | 7032.166 |  | 12700.9909 | 0.3426 | 0.29072 | 11042.6236 | 0.29786 | 0.25276 |  | 6631.5418
11 | 13 | 12 | 881 | 69 | 25 | 5.2 | 936.972 | 43.014 | 7547.76 | 7259.274 |  | 15029.5329 | 0.34261 | 0.31647 | 13096.2667 | 0.29854 | 0.27576 |  | 7316.7573
11 | 13 | 13 | 840 | 71 | 25.6 | 5.7 | 856.717 | 41.272 | 6942.23 | 6679.587 |  | 14042.4636 | 0.34266 | 0.31409 | 12230.0543 | 0.29843 | 0.27355 |  | 6877.5721
11 | 13 | 14 | 773 | 76 | 25.6 | 5.2 | 721.479 | 39.491 | 5869.263 | 5649.343 |  | 11700.4359 | 0.34047 | 0.30505 | 10172.2267 | 0.296 | 0.26521 |  | 5866.426
11 | 13 | 15 | 582 | 79 | 25.6 | 4.6 | 476.141 | 35.364 | 3893.625 | 3742.107 |  | 7129.3981 | 0.3302 | 0.27699 | 6059.498 | 0.28065 | 0.23542 |  | 3859.7381
11 | 13 | 16 | 498 | 37 | 24.4 | 5.2 | 263.634 | 29.028 | 2107.541 | 2006.411 |  | 4161.738 | 0.30709 | 0.26859 | 3402.3057 | 0.25105 | 0.21958 |  | 2255.853
11 | 13 | 17 | 80 | 11 | 22.8 | 4.1 | 30.421 | 22.641 | 228.626 | 168.769 |  | 66.7604 | 0.053924 | 0.036772 | 55.9303 | 0.045177 | 0.030806 |  | 218.3525
11 | 13 | 18 | 0 | 0 | 21.1 | 3.1 | 0 | 21.1 | 0 | 0 |  | 0 | 0 |  | 0 | 0 |  |  | 0
11 | 13 | 19 | 0 | 0 | 20 | 3.6 | 0 | 20 | 0 | 0 |  | 0 | 0 |  | 0 | 0 |  |  | 0
11 | 13 | 20 | 0 | 0 | 18.9 | 2.6 | 0 | 18.9 | 0 | 0 |  | 0 | 0 |  | 0 | 0 |  |  | 0
11 | 13 | 21 | 0 | 0 | 17.2 | 4.1 | 0 | 17.2 | 0 | 0 |  | 0 | 0 |  | 0 | 0 |  |  | 0
11 | 13 | 22 | 0 | 0 | 16.7 | 3.1 | 0 | 16.7 | 0 | 0 |  | 0 | 0 |  | 0 | 0 |  |  | 0
11 | 13 | 23 | 0 | 0 | 15.6 | 2.1 | 0 | 15.6 | 0 | 0 |  | 0 | 0 |  | 0 | 0 |  |  | 0
11 | 14 | 0 | 0 | 0 | 15.6 | 3.6 | 0 | 15.6 | 0 | 0 |  | 0 | 0 |  | 0 | 0 |  |  | 0
11 | 14 | 1 | 0 | 0 | 14.4 | 3.1 | 0 | 14.4 | 0 | 0 |  | 0 | 0 |  | 0 | 0 |  |  | 0
11 | 14 | 2 | 0 | 0 | 14.4 | 3.1 | 0 | 14.4 | 0 | 0 |  | 0 | 0 |  | 0 | 0 |  |  | 0
11 | 14 | 3 | 0 | 0 | 14.4 | 3.1 | 0 | 14.4 | 0 | 0 |  | 0 | 0 |  | 0 | 0 |  |  | 0
11 | 14 | 4 | 0 | 0 | 14.4 | 4.6 | 0 | 14.4 | 0 | 0 |  | 0 | 0 |  | 0 | 0 |  |  | 0
11 | 14 | 5 | 0 | 0 | 13.9 | 4.1 | 0 | 13.9 | 0 | 0 |  | 0 | 0 |  | 0 | 0 |  |  | 0
11 | 14 | 6 | 0 | 0 | 13.9 | 5.2 | 0 | 13.9 | 0 | 0 |  | 0 | 0 |  | 0 | 0 |  |  | 0
11 | 14 | 7 | 265 | 29 | 14.4 | 4.6 | 135.874 | 15.824 | 1107.891 | 1030.218 |  | 0 | 0 | 0 | 0 | 0 | 0 |  | 419.7698
11 | 14 | 8 | 619 | 61 | 16.1 | 4.6 | 425.388 | 23.679 | 3584.004 | 3441.999 |  | 4218.8404 | 0.30258 | 0.24607 | 3482.1647 | 0.24975 | 0.2031 |  | 2374.639
11 | 14 | 9 | 751 | 89 | 17.8 | 5.2 | 674.042 | 30.068 | 5658.882 | 5446.879 |  | 8107.1943 | 0.32466 | 0.27349 | 6825.3211 | 0.27333 | 0.23025 |  | 4406.2782
11 | 14 | 10 | 835 | 102 | 18.9 | 3.6 | 864.085 | 38.101 | 7079.858 | 6811.452 |  | 11763.2082 | 0.33776 | 0.29275 | 10127.0126 | 0.29078 | 0.25203 |  | 6098.0484
11 | 14 | 11 | 863 | 112 | 21.1 | 3.6 | 969.022 | 42.872 | 7809.261 | 7509.229 |  | 13991.8631 | 0.34258 | 0.29947 | 12164.8787 | 0.29785 | 0.26037 |  | 7126.6582
11 | 14 | 12 | 741 | 152 | 22.2 | 3.1 | 917.379 | 44.088 | 7360.515 | 7080.154 |  | 12621.9201 | 0.34261 | 0.28161 | 10999.0412 | 0.29856 | 0.2454 |  | 6772.8383
11 | 14 | 13 | 552 | 204 | 22.8 | 2.6 | 757.797 | 42.067 | 6123.8 | 5894.1 |  | 9215.5839 | 0.34266 | 0.24507 | 8025.2911 | 0.2984 | 0.21341 |  | 5564.6615
11 | 14 | 14 | 569 | 193 | 23.3 | 3.1 | 691.494 | 39.655 | 5626.429 | 5415.634 |  | 8601.2952 | 0.34041 | 0.24298 | 7477.2729 | 0.29593 | 0.21122 |  | 5227.2779
11 | 14 | 15 | 147 | 143 | 24.4 | 3.1 | 251.847 | 30.565 | 2110.131 | 2008.936 |  | 1798.8791 | 0.33014 | 0.13884 | 1528.7609 | 0.28057 | 0.11799 |  | 1787.0926
11 | 14 | 16 | 189 | 72 | 23.3 | 2.1 | 170.056 | 26.944 | 1403.689 | 1319.43 |  | 1578.7401 | 0.30707 | 0.17696 | 1290.5002 | 0.25101 | 0.14465 |  | 1225.0147
11 | 14 | 17 | 13 | 14 | 22.8 | 1.5 | 16.165 | 22.046 | 134.753 | 76.642 |  | 10.8954 | 0.05412 | 0.011636 | 9.1258 | 0.04533 | 0.0097465 |  | 102.2516
11 | 14 | 18 | 0 | 0 | 21.1 | 2.6 | 0 | 21.1 | 0 | 0 |  | 0 | 0 |  | 0 | 0 |  |  | 0
11 | 14 | 19 | 0 | 0 | 20 | 2.6 | 0 | 20 | 0 | 0 |  | 0 | 0 |  | 0 | 0 |  |  | 0
11 | 14 | 20 | 0 | 0 | 18.9 | 2.1 | 0 | 18.9 | 0 | 0 |  | 0 | 0 |  | 0 | 0 |  |  | 0
11 | 14 | 21 | 0 | 0 | 18.9 | 2.1 | 0 | 18.9 | 0 | 0 |  | 0 | 0 |  | 0 | 0 |  |  | 0
11 | 14 | 22 | 0 | 0 | 18.3 | 2.6 | 0 | 18.3 | 0 | 0 |  | 0 | 0 |  | 0 | 0 |  |  | 0
11 | 14 | 23 | 0 | 0 | 17.8 | 2.1 | 0 | 17.8 | 0 | 0 |  | 0 | 0 |  | 0 | 0 |  |  | 0
11 | 15 | 0 | 0 | 0 | 17.8 | 2.1 | 0 | 17.8 | 0 | 0 |  | 0 | 0 |  | 0 | 0 |  |  | 0
11 | 15 | 1 | 0 | 0 | 17.8 | 3.1 | 0 | 17.8 | 0 | 0 |  | 0 | 0 |  | 0 | 0 |  |  | 0
11 | 15 | 2 | 0 | 0 | 17.2 | 2.6 | 0 | 17.2 | 0 | 0 |  | 0 | 0 |  | 0 | 0 |  |  | 0
11 | 15 | 3 | 0 | 0 | 16.7 | 3.1 | 0 | 16.7 | 0 | 0 |  | 0 | 0 |  | 0 | 0 |  |  | 0
11 | 15 | 4 | 0 | 0 | 16.1 | 1.5 | 0 | 16.1 | 0 | 0 |  | 0 | 0 |  | 0 | 0 |  |  | 0
11 | 15 | 5 | 0 | 0 | 15.6 | 2.1 | 0 | 15.6 | 0 | 0 |  | 0 | 0 |  | 0 | 0 |  |  | 0
11 | 15 | 6 | 0 | 0 | 14.4 | 1.5 | 0 | 14.4 | 0 | 0 |  | 0 | 0 |  | 0 | 0 |  |  | 0
11 | 15 | 7 | 136 | 32 | 13.9 | 0 | 96.171 | 14.99 | 805.651 | 734.399 |  | 0 | 0 | 0 | 0 | 0 | 0 |  | 291.4819
11 | 15 | 8 | 437 | 89 | 17.2 | 1.5 | 354.26 | 25.907 | 2972.601 | 2848.424 |  | 2960.8495 | 0.30169 | 0.20439 | 2446.4116 | 0.24928 | 0.16887 |  | 1952.6144
11 | 15 | 9 | 555 | 139 | 18.9 | 1.5 | 582.101 | 34.936 | 4806.237 | 4624.775 |  | 5975.1429 | 0.32454 | 0.23242 | 5031.0697 | 0.27326 | 0.1957 |  | 3728.1531
11 | 15 | 10 | 721 | 156 | 22.2 | 3.1 | 831.117 | 41.305 | 6730.568 | 6476.664 |  | 10135.0457 | 0.33769 | 0.26529 | 8721.9157 | 0.2906 | 0.2283 |  | 5707.5894
11 | 15 | 11 | 687 | 180 | 24.4 | 2.1 | 885.675 | 47.75 | 7007.851 | 6742.468 |  | 11118.5507 | 0.34257 | 0.26532 | 9666.8015 | 0.29784 | 0.23067 |  | 6270.7319
11 | 15 | 12 | 507 | 231 | 25 | 2.1 | 775.685 | 45.819 | 6183.481 | 5951.457 |  | 8622.9495 | 0.34261 | 0.2312 | 7514.6089 | 0.29857 | 0.20149 |  | 5476.3356
11 | 15 | 13 | 484 | 251 | 26.1 | 2.1 | 747.81 | 45.901 | 5957.224 | 5733.95 |  | 8069.7112 | 0.34266 | 0.21972 | 7026.6519 | 0.29837 | 0.19132 |  | 5355.9398
11 | 15 | 14 | 637 | 139 | 26.7 | 2.1 | 689.734 | 44.991 | 5499.691 | 5293.579 |  | 9617.0137 | 0.34035 | 0.27049 | 8359.5837 | 0.29585 | 0.23513 |  | 5333.2383
11 | 15 | 15 | 445 | 141 | 26.1 | 2.1 | 455.637 | 38.437 | 3694.189 | 3548.837 |  | 5440.4271 | 0.33009 | 0.22779 | 4623.035 | 0.2805 | 0.19356 |  | 3479.0897
11 | 15 | 16 | 32 | 61 | 25 | 2.1 | 77.481 | 26.884 | 653.673 | 585.532 |  | 267.2095 | 0.30706 | 0.06561 | 218.4043 | 0.25098 | 0.053626 |  | 518.3083
11 | 15 | 17 | 1 | 5 | 23.9 | 1.5 | 4.843 | 22.473 | 41.584 | 0 |  | 0.84274 | 0.054372 | 0.0030314 | 0.70567 | 0.045528 | 0.0025384 |  | 29.317
11 | 15 | 18 | 0 | 0 | 23.3 | 1.5 | 0 | 23.3 | 0 | 0 |  | 0 | 0 |  | 0 | 0 |  |  | 0
11 | 15 | 19 | 0 | 0 | 21.7 | 0 | 0 | 21.7 | 0 | 0 |  | 0 | 0 |  | 0 | 0 |  |  | 0
11 | 15 | 20 | 0 | 0 | 20.6 | 1.5 | 0 | 20.6 | 0 | 0 |  | 0 | 0 |  | 0 | 0 |  |  | 0
11 | 15 | 21 | 0 | 0 | 19.4 | 0 | 0 | 19.4 | 0 | 0 |  | 0 | 0 |  | 0 | 0 |  |  | 0
11 | 15 | 22 | 0 | 0 | 19.4 | 1.5 | 0 | 19.4 | 0 | 0 |  | 0 | 0 |  | 0 | 0 |  |  | 0
11 | 15 | 23 | 0 | 0 | 18.3 | 1.5 | 0 | 18.3 | 0 | 0 |  | 0 | 0 |  | 0 | 0 |  |  | 0
11 | 16 | 0 | 0 | 0 | 17.8 | 2.1 | 0 | 17.8 | 0 | 0 |  | 0 | 0 |  | 0 | 0 |  |  | 0
11 | 16 | 1 | 0 | 0 | 17.8 | 2.1 | 0 | 17.8 | 0 | 0 |  | 0 | 0 |  | 0 | 0 |  |  | 0
11 | 16 | 2 | 0 | 0 | 17.8 | 3.1 | 0 | 17.8 | 0 | 0 |  | 0 | 0 |  | 0 | 0 |  |  | 0
11 | 16 | 3 | 0 | 0 | 17.8 | 2.6 | 0 | 17.8 | 0 | 0 |  | 0 | 0 |  | 0 | 0 |  |  | 0
11 | 16 | 4 | 0 | 0 | 15.6 | 1.5 | 0 | 15.6 | 0 | 0 |  | 0 | 0 |  | 0 | 0 |  |  | 0
11 | 16 | 5 | 0 | 0 | 15.6 | 0 | 0 | 15.6 | 0 | 0 |  | 0 | 0 |  | 0 | 0 |  |  | 0
11 | 16 | 6 | 0 | 0 | 15.6 | 1.5 | 0 | 15.6 | 0 | 0 |  | 0 | 0 |  | 0 | 0 |  |  | 0
11 | 16 | 7 | 29 | 49 | 15 | 2.6 | 71.746 | 15.036 | 627.814 | 560.194 |  | 0 | 0 | 0 | 0 | 0 | 0 |  | 251.9063
11 | 16 | 8 | 438 | 89 | 18.3 | 2.1 | 354.427 | 26.172 | 2970.667 | 2846.544 |  | 2948.9633 | 0.30072 | 0.20367 | 2439.3238 | 0.24875 | 0.16847 |  | 1950.0775
11 | 16 | 9 | 373 | 148 | 20 | 2.1 | 459.736 | 31.49 | 3846.21 | 3696.17 |  | 4004.5778 | 0.32441 | 0.19909 | 3372.3642 | 0.27319 | 0.16766 |  | 2857.5468
11 | 16 | 10 | 237 | 221 | 22.2 | 2.1 | 465.826 | 34.146 | 3874.714 | 3723.786 |  | 3324.0993 | 0.33761 | 0.15498 | 2859.4981 | 0.29043 | 0.13332 |  | 3001.6108
11 | 16 | 11 | 228 | 310 | 23.3 | 1.5 | 565.877 | 39.193 | 4623.916 | 4448.663 |  | 3683.3795 | 0.34255 | 0.13628 | 3202.4898 | 0.29783 | 0.11849 |  | 3748.7615
11 | 16 | 12 | 409 | 251 | 23.9 | 1.5 | 687.671 | 43.377 | 5532.476 | 5325.157 |  | 6945.694 | 0.34261 | 0.20764 | 6053.1368 | 0.29859 | 0.18096 |  | 4844.7819
11 | 16 | 13 | 478 | 217 | 24.4 | 1 | 704.868 | 46.717 | 5597.61 | 5387.885 |  | 7959.3793 | 0.34266 | 0.2299 | 6929.8262 | 0.29834 | 0.20017 |  | 5078.4558
11 | 16 | 14 | 305 | 208 | 24.4 | 0 | 487.478 | 45.599 | 3881.882 | 3730.73 |  | 4599.0794 | 0.3403 | 0.18822 | 3997.4243 | 0.29578 | 0.16359 |  | 3494.1516
11 | 16 | 15 | 151 | 206 | 24.4 | 1.5 | 337.403 | 34.107 | 2795.36 | 2676.113 |  | 1844.4739 | 0.33005 | 0.11244 | 1567.2069 | 0.28043 | 0.095541 |  | 2224.7026
11 | 16 | 16 | 49 | 61 | 23.9 | 0 | 84.894 | 28.479 | 708.606 | 639.349 |  | 409.0731 | 0.30706 | 0.090209 | 334.3373 | 0.25096 | 0.073728 |  | 587.1506
11 | 16 | 17 | 7 | 13 | 23.3 | 0 | 13.735 | 21.598 | 116.479 | 58.704 |  | 5.9389 | 0.05468 | 0.007507 | 4.9713 | 0.045771 | 0.0062839 |  | 84.9955
11 | 16 | 18 | 0 | 0 | 22.2 | 0 | 0 | 22.2 | 0 | 0 |  | 0 | 0 |  | 0 | 0 |  |  | 0
11 | 16 | 19 | 0 | 0 | 21.1 | 0 | 0 | 21.1 | 0 | 0 |  | 0 | 0 |  | 0 | 0 |  |  | 0
11 | 16 | 20 | 0 | 0 | 20.6 | 0 | 0 | 20.6 | 0 | 0 |  | 0 | 0 |  | 0 | 0 |  |  | 0
11 | 16 | 21 | 0 | 0 | 19.4 | 0 | 0 | 19.4 | 0 | 0 |  | 0 | 0 |  | 0 | 0 |  |  | 0
11 | 16 | 22 | 0 | 0 | 19.4 | 0 | 0 | 19.4 | 0 | 0 |  | 0 | 0 |  | 0 | 0 |  |  | 0
11 | 16 | 23 | 0 | 0 | 18.9 | 0 | 0 | 18.9 | 0 | 0 |  | 0 | 0 |  | 0 | 0 |  |  | 0
11 | 17 | 0 | 0 | 0 | 17.8 | 1.5 | 0 | 17.8 | 0 | 0 |  | 0 | 0 |  | 0 | 0 |  |  | 0
11 | 17 | 1 | 0 | 0 | 17.2 | 2.1 | 0 | 17.2 | 0 | 0 |  | 0 | 0 |  | 0 | 0 |  |  | 0
11 | 17 | 2 | 0 | 0 | 16.7 | 2.1 | 0 | 16.7 | 0 | 0 |  | 0 | 0 |  | 0 | 0 |  |  | 0
11 | 17 | 3 | 0 | 0 | 16.7 | 0 | 0 | 16.7 | 0 | 0 |  | 0 | 0 |  | 0 | 0 |  |  | 0
11 | 17 | 4 | 0 | 0 | 16.1 | 2.1 | 0 | 16.1 | 0 | 0 |  | 0 | 0 |  | 0 | 0 |  |  | 0
11 | 17 | 5 | 0 | 0 | 16.7 | 3.1 | 0 | 16.7 | 0 | 0 |  | 0 | 0 |  | 0 | 0 |  |  | 0
11 | 17 | 6 | 0 | 0 | 16.1 | 2.1 | 0 | 16.1 | 0 | 0 |  | 0 | 0 |  | 0 | 0 |  |  | 0
11 | 17 | 7 | 26 | 39 | 16.7 | 1.5 | 53.771 | 16.235 | 467.064 | 402.636 |  | 0 | 0 | 0 | 0 | 0 | 0 |  | 202.8582
11 | 17 | 8 | 455 | 97 | 20 | 3.1 | 372.392 | 27.397 | 3108.085 | 2980.067 |  | 3042.8928 | 0.29966 | 0.19957 | 2520.0251 | 0.24817 | 0.16528 |  | 2047.4023
11 | 17 | 9 | 265 | 222 | 21.1 | 2.6 | 446.112 | 31.57 | 3735.619 | 3588.996 |  | 2836.9716 | 0.32428 | 0.13904 | 2389.4842 | 0.27313 | 0.11711 |  | 2790.6432
11 | 17 | 10 | 297 | 201 | 22.8 | 1.5 | 493.507 | 36.667 | 4066.868 | 3909.884 |  | 4156.253 | 0.33754 | 0.18177 | 3573.9382 | 0.29025 | 0.1563 |  | 3252.2366
11 | 17 | 11 | 71 | 223 | 22.8 | 1.5 | 296.586 | 31.393 | 2493.282 | 2382.19 |  | 1144.9443 | 0.34253 | 0.076075 | 995.4881 | 0.29781 | 0.066145 |  | 2010.6238
11 | 17 | 12 | 7 | 220 | 23.3 | 2.1 | 217.352 | 28.328 | 1847.428 | 1752.729 |  | 118.6969 | 0.34262 | 0.0099775 | 103.4454 | 0.29859 | 0.0086955 |  | 1523.6843
11 | 17 | 13 | 5 | 189 | 23.9 | 1.5 | 183.775 | 28.247 | 1562.46 | 1474.542 |  | 83.1516 | 0.34267 | 0.0081801 | 72.3881 | 0.29831 | 0.0071212 |  | 1300.1234
11 | 17 | 14 | 11 | 202 | 24.4 | 1.5 | 206.612 | 29.28 | 1749.934 | 1657.587 |  | 165.6746 | 0.34024 | 0.014936 | 143.9893 | 0.29571 | 0.012981 |  | 1422.4034
11 | 17 | 15 | 8 | 126 | 23.9 | 0 | 126.802 | 28.834 | 1075.117 | 998.155 |  | 97.6434 | 0.33001 | 0.014129 | 82.9583 | 0.28037 | 0.012004 |  | 878.1086
11 | 17 | 16 | 2 | 67 | 23.9 | 1.5 | 68.766 | 24.555 | 591.789 | 524.893 |  | 16.6951 | 0.30705 | 0.004674 | 13.6446 | 0.25095 | 0.00382 |  | 434.9157
11 | 17 | 17 | 1 | 11 | 23.3 | 1.5 | 10.349 | 21.977 | 89.513 | 32.233 |  | 0.85514 | 0.055045 | 0.001442 | 0.71553 | 0.046058 | 0.0012066 |  | 62.1775
11 | 17 | 18 | 0 | 0 | 22.8 | 1.5 | 0 | 22.8 | 0 | 0 |  | 0 | 0 |  | 0 | 0 |  |  | 0
11 | 17 | 19 | 0 | 0 | 21.7 | 0 | 0 | 21.7 | 0 | 0 |  | 0 | 0 |  | 0 | 0 |  |  | 0
11 | 17 | 20 | 0 | 0 | 22.2 | 0 | 0 | 22.2 | 0 | 0 |  | 0 | 0 |  | 0 | 0 |  |  | 0
11 | 17 | 21 | 0 | 0 | 21.7 | 0 | 0 | 21.7 | 0 | 0 |  | 0 | 0 |  | 0 | 0 |  |  | 0
11 | 17 | 22 | 0 | 0 | 21.1 | 1.5 | 0 | 21.1 | 0 | 0 |  | 0 | 0 |  | 0 | 0 |  |  | 0
11 | 17 | 23 | 0 | 0 | 21.1 | 2.1 | 0 | 21.1 | 0 | 0 |  | 0 | 0 |  | 0 | 0 |  |  | 0
11 | 18 | 0 | 0 | 0 | 21.1 | 2.1 | 0 | 21.1 | 0 | 0 |  | 0 | 0 |  | 0 | 0 |  |  | 0
11 | 18 | 1 | 0 | 0 | 20.6 | 2.1 | 0 | 20.6 | 0 | 0 |  | 0 | 0 |  | 0 | 0 |  |  | 0
11 | 18 | 2 | 0 | 0 | 20.6 | 2.1 | 0 | 20.6 | 0 | 0 |  | 0 | 0 |  | 0 | 0 |  |  | 0
11 | 18 | 3 | 0 | 0 | 20 | 2.1 | 0 | 20 | 0 | 0 |  | 0 | 0 |  | 0 | 0 |  |  | 0
11 | 18 | 4 | 0 | 0 | 20 | 2.6 | 0 | 20 | 0 | 0 |  | 0 | 0 |  | 0 | 0 |  |  | 0
11 | 18 | 5 | 0 | 0 | 19.4 | 2.1 | 0 | 19.4 | 0 | 0 |  | 0 | 0 |  | 0 | 0 |  |  | 0
11 | 18 | 6 | 0 | 0 | 18.9 | 2.6 | 0 | 18.9 | 0 | 0 |  | 0 | 0 |  | 0 | 0 |  |  | 0
11 | 18 | 7 | 0 | 29 | 20 | 3.6 | 27.689 | 19.151 | 242.996 | 182.869 |  | 0 | 0 | 0 | 0 | 0 | 0 |  | 129.9039
11 | 18 | 8 | 4 | 76 | 19.4 | 0 | 72.871 | 19.47 | 638.203 | 570.374 |  | 26.5599 | 0.2985 | 0.0065114 | 22.0239 | 0.24752 | 0.0053994 |  | 477.4441
11 | 18 | 9 | 100 | 177 | 20.6 | 3.1 | 258.471 | 25.372 | 2214.984 | 2111.13 |  | 1067.4307 | 0.32414 | 0.084813 | 899.2191 | 0.27306 | 0.071448 |  | 1661.1213
11 | 18 | 10 | 30 | 190 | 22.2 | 2.1 | 220.455 | 27.175 | 1881.054 | 1785.537 |  | 418.863 | 0.33746 | 0.037344 | 360.0364 | 0.29007 | 0.0321 |  | 1456.4233
11 | 18 | 11 | 1 | 196 | 23.3 | 2.6 | 186.78 | 27.007 | 1595.02 | 1506.342 |  | 16.0966 | 0.3425 | 0.0015572 | 13.9959 | 0.2978 | 0.001354 |  | 1315.6636
11 | 18 | 12 | 222 | 312 | 25.6 | 4.6 | 565.806 | 36.231 | 4673.999 | 4497.051 |  | 3758.7953 | 0.34262 | 0.13743 | 3275.8179 | 0.2986 | 0.11977 |  | 3798.4749
11 | 18 | 13 | 283 | 301 | 22.8 | 2.6 | 598.187 | 37.415 | 4918.665 | 4733.317 |  | 4700.5367 | 0.34267 | 0.15923 | 4091.6495 | 0.29828 | 0.13861 |  | 4153.366
11 | 18 | 14 | 270 | 188 | 25 | 1.5 | 436.143 | 37.814 | 3575.069 | 3433.335 |  | 4062.0183 | 0.34019 | 0.18624 | 3530.056 | 0.29564 | 0.16185 |  | 3115.1071
11 | 18 | 15 | 103 | 151 | 25 | 2.6 | 236.11 | 30.536 | 1981.623 | 1883.635 |  | 1256.2698 | 0.32997 | 0.10706 | 1067.2497 | 0.28032 | 0.090948 |  | 1585.8853
11 | 18 | 16 | 108 | 57 | 23.3 | 4.1 | 111.037 | 24.845 | 927.368 | 853.567 |  | 901.54 | 0.30705 | 0.15207 | 736.8137 | 0.25095 | 0.12428 |  | 800.6922
11 | 18 | 17 | 18 | 12 | 22.8 | 2.6 | 15.722 | 21.905 | 128.891 | 70.888 |  | 15.5329 | 0.055467 | 0.017068 | 12.9914 | 0.046391 | 0.014276 |  | 101.5645
11 | 18 | 18 | 0 | 0 | 20.6 | 2.1 | 0 | 20.6 | 0 | 0 |  | 0 | 0 |  | 0 | 0 |  |  | 0
11 | 18 | 19 | 0 | 0 | 19.4 | 2.1 | 0 | 19.4 | 0 | 0 |  | 0 | 0 |  | 0 | 0 |  |  | 0
11 | 18 | 20 | 0 | 0 | 18.3 | 1.5 | 0 | 18.3 | 0 | 0 |  | 0 | 0 |  | 0 | 0 |  |  | 0
11 | 18 | 21 | 0 | 0 | 18.3 | 1.5 | 0 | 18.3 | 0 | 0 |  | 0 | 0 |  | 0 | 0 |  |  | 0
11 | 18 | 22 | 0 | 0 | 18.9 | 0 | 0 | 18.9 | 0 | 0 |  | 0 | 0 |  | 0 | 0 |  |  | 0
11 | 18 | 23 | 0 | 0 | 18.3 | 0 | 0 | 18.3 | 0 | 0 |  | 0 | 0 |  | 0 | 0 |  |  | 0
11 | 19 | 0 | 0 | 0 | 17.2 | 0 | 0 | 17.2 | 0 | 0 |  | 0 | 0 |  | 0 | 0 |  |  | 0
11 | 19 | 1 | 0 | 0 | 16.7 | 0 | 0 | 16.7 | 0 | 0 |  | 0 | 0 |  | 0 | 0 |  |  | 0
11 | 19 | 2 | 0 | 0 | 16.1 | 0 | 0 | 16.1 | 0 | 0 |  | 0 | 0 |  | 0 | 0 |  |  | 0
11 | 19 | 3 | 0 | 0 | 16.1 | 0 | 0 | 16.1 | 0 | 0 |  | 0 | 0 |  | 0 | 0 |  |  | 0
11 | 19 | 4 | 0 | 0 | 15 | 0 | 0 | 15 | 0 | 0 |  | 0 | 0 |  | 0 | 0 |  |  | 0
11 | 19 | 5 | 0 | 0 | 15 | 0 | 0 | 15 | 0 | 0 |  | 0 | 0 |  | 0 | 0 |  |  | 0
11 | 19 | 6 | 0 | 0 | 15 | 0 | 0 | 15 | 0 | 0 |  | 0 | 0 |  | 0 | 0 |  |  | 0
11 | 19 | 7 | 132 | 28 | 16.1 | 1.5 | 91.073 | 16.752 | 757.6 | 687.34 |  | 0 | 0 | 0 | 0 | 0 | 0 |  | 262.5793
11 | 19 | 8 | 490 | 62 | 17.8 | 1.5 | 353.897 | 26.477 | 2953.636 | 2829.992 |  | 3228.9042 | 0.29725 | 0.22871 | 2681.0748 | 0.24681 | 0.18991 |  | 1931.4871
11 | 19 | 9 | 590 | 119 | 18.9 | 2.1 | 586.757 | 33.649 | 4864.555 | 4681.083 |  | 6279.0268 | 0.32399 | 0.24501 | 5290.5341 | 0.27298 | 0.20644 |  | 3741.7948
11 | 19 | 10 | 461 | 197 | 21.1 | 1.5 | 644.922 | 39.601 | 5256.527 | 5059.245 |  | 6421.5941 | 0.33738 | 0.2186 | 5517.5645 | 0.28988 | 0.18782 |  | 4270.3647
11 | 19 | 11 | 668 | 160 | 21.1 | 1.5 | 842.43 | 45.02 | 6734.504 | 6480.438 |  | 10732.8937 | 0.34248 | 0.27008 | 9332.5138 | 0.29779 | 0.23485 |  | 5961.9145
11 | 19 | 12 | 529 | 214 | 22.8 | 2.1 | 775.491 | 43.572 | 6234.121 | 6000.114 |  | 8943.5888 | 0.34262 | 0.23953 | 7794.2472 | 0.29859 | 0.20875 |  | 5508.5812
11 | 19 | 13 | 725 | 121 | 23.3 | 2.6 | 823.149 | 43.716 | 6609.754 | 6360.77 |  | 12027.3936 | 0.34267 | 0.29015 | 10468.3541 | 0.29825 | 0.25254 |  | 6291.8503
11 | 19 | 14 | 710 | 98 | 23.9 | 2.1 | 699.609 | 42.722 | 5623.865 | 5413.165 |  | 10670.2554 | 0.34014 | 0.29222 | 9272.1498 | 0.29557 | 0.25393 |  | 5544.9222
11 | 19 | 15 | 624 | 74 | 23.9 | 2.1 | 496.291 | 37.313 | 4027.478 | 3871.746 |  | 7606.0461 | 0.32994 | 0.28235 | 6461.1835 | 0.28027 | 0.23985 |  | 4051.4499
11 | 19 | 16 | 351 | 46 | 23.3 | 2.6 | 216.591 | 28.504 | 1749.877 | 1657.531 |  | 2930.3703 | 0.30706 | 0.24505 | 2395.0206 | 0.25096 | 0.20028 |  | 1715.3721
11 | 19 | 17 | 19 | 10 | 21.7 | 2.1 | 14.179 | 21.036 | 115.424 | 57.668 |  | 16.5645 | 0.055946 | 0.020174 | 13.8476 | 0.046769 | 0.016865 |  | 92.7266
11 | 19 | 18 | 0 | 0 | 20.6 | 2.1 | 0 | 20.6 | 0 | 0 |  | 0 | 0 |  | 0 | 0 |  |  | 0
11 | 19 | 19 | 0 | 0 | 19.4 | 1.5 | 0 | 19.4 | 0 | 0 |  | 0 | 0 |  | 0 | 0 |  |  | 0
11 | 19 | 20 | 0 | 0 | 18.9 | 0 | 0 | 18.9 | 0 | 0 |  | 0 | 0 |  | 0 | 0 |  |  | 0
11 | 19 | 21 | 0 | 0 | 18.3 | 0 | 0 | 18.3 | 0 | 0 |  | 0 | 0 |  | 0 | 0 |  |  | 0
11 | 19 | 22 | 0 | 0 | 17.8 | 0 | 0 | 17.8 | 0 | 0 |  | 0 | 0 |  | 0 | 0 |  |  | 0
11 | 19 | 23 | 0 | 0 | 17.2 | 0 | 0 | 17.2 | 0 | 0 |  | 0 | 0 |  | 0 | 0 |  |  | 0
11 | 20 | 0 | 0 | 0 | 16.7 | 1.5 | 0 | 16.7 | 0 | 0 |  | 0 | 0 |  | 0 | 0 |  |  | 0
11 | 20 | 1 | 0 | 0 | 16.1 | 1.5 | 0 | 16.1 | 0 | 0 |  | 0 | 0 |  | 0 | 0 |  |  | 0
11 | 20 | 2 | 0 | 0 | 15 | 0 | 0 | 15 | 0 | 0 |  | 0 | 0 |  | 0 | 0 |  |  | 0
11 | 20 | 3 | 0 | 0 | 14.4 | 0 | 0 | 14.4 | 0 | 0 |  | 0 | 0 |  | 0 | 0 |  |  | 0
11 | 20 | 4 | 0 | 0 | 14.4 | 0 | 0 | 14.4 | 0 | 0 |  | 0 | 0 |  | 0 | 0 |  |  | 0
11 | 20 | 5 | 0 | 0 | 13.3 | 0 | 0 | 13.3 | 0 | 0 |  | 0 | 0 |  | 0 | 0 |  |  | 0
11 | 20 | 6 | 0 | 0 | 13.3 | 0 | 0 | 13.3 | 0 | 0 |  | 0 | 0 |  | 0 | 0 |  |  | 0
11 | 20 | 7 | 149 | 29 | 14.4 | 2.1 | 98.504 | 15.178 | 821.609 | 750.026 |  | 0 | 0 | 0 | 0 | 0 | 0 |  | 282.7624
11 | 20 | 8 | 522 | 62 | 16.7 | 2.6 | 370.312 | 24.564 | 3109.407 | 2981.352 |  | 3412.0473 | 0.29588 | 0.23075 | 2837.1898 | 0.24603 | 0.19187 |  | 2025.3763
11 | 20 | 9 | 696 | 87 | 18.9 | 3.6 | 625.819 | 32.274 | 5210.454 | 5014.823 |  | 7384.4996 | 0.32384 | 0.2698 | 6223.1971 | 0.27291 | 0.22737 |  | 4054.9357
11 | 20 | 10 | 775 | 105 | 21.1 | 2.6 | 813.512 | 40.984 | 6593.963 | 6345.618 |  | 10770.1428 | 0.33729 | 0.28764 | 9250.3352 | 0.2897 | 0.24705 |  | 5664.259
11 | 20 | 11 | 816 | 115 | 22.8 | 2.6 | 921.358 | 45.596 | 7349.043 | 7069.177 |  | 13086.7574 | 0.34245 | 0.29573 | 11379.7434 | 0.29778 | 0.25715 |  | 6735.1083
11 | 20 | 12 | 828 | 117 | 25 | 3.1 | 947.44 | 47.346 | 7508.185 | 7221.427 |  | 13978.2815 | 0.34263 | 0.29779 | 12181.4612 | 0.29858 | 0.25951 |  | 7156.8021
11 | 20 | 13 | 807 | 111 | 25.6 | 2.6 | 878.862 | 47.645 | 6952.923 | 6689.835 |  | 13371.8744 | 0.34267 | 0.29815 | 11637.4226 | 0.29822 | 0.25947 |  | 6837.9602
11 | 20 | 14 | 749 | 97 | 26.7 | 2.6 | 728.856 | 45.092 | 5806.807 | 5589.254 |  | 11245.036 | 0.3401 | 0.29471 | 9770.8681 | 0.29551 | 0.25607 |  | 5802.3115
11 | 20 | 15 | 629 | 75 | 26.7 | 2.1 | 500.667 | 40.27 | 4019.045 | 3863.58 |  | 7662.8451 | 0.32991 | 0.28209 | 6509.041 | 0.28023 | 0.23961 |  | 4084.8284
11 | 20 | 16 | 361 | 46 | 26.1 | 0 | 220.963 | 37.04 | 1730.593 | 1638.708 |  | 3014.5863 | 0.30707 | 0.24644 | 2464.0061 | 0.25098 | 0.20143 |  | 1756.2783
11 | 20 | 17 | 17 | 9 | 24.4 | 1.5 | 12.761 | 23.806 | 102.958 | 45.431 |  | 14.9904 | 0.056483 | 0.020315 | 12.5252 | 0.047194 | 0.016974 |  | 83.373
11 | 20 | 18 | 0 | 0 | 23.3 | 3.1 | 0 | 23.3 | 0 | 0 |  | 0 | 0 |  | 0 | 0 |  |  | 0
11 | 20 | 19 | 0 | 0 | 21.1 | 0 | 0 | 21.1 | 0 | 0 |  | 0 | 0 |  | 0 | 0 |  |  | 0
11 | 20 | 20 | 0 | 0 | 20 | 2.1 | 0 | 20 | 0 | 0 |  | 0 | 0 |  | 0 | 0 |  |  | 0
11 | 20 | 21 | 0 | 0 | 18.9 | 0 | 0 | 18.9 | 0 | 0 |  | 0 | 0 |  | 0 | 0 |  |  | 0
11 | 20 | 22 | 0 | 0 | 18.3 | 0 | 0 | 18.3 | 0 | 0 |  | 0 | 0 |  | 0 | 0 |  |  | 0
11 | 20 | 23 | 0 | 0 | 17.8 | 0 | 0 | 17.8 | 0 | 0 |  | 0 | 0 |  | 0 | 0 |  |  | 0
11 | 21 | 0 | 0 | 0 | 16.1 | 2.1 | 0 | 16.1 | 0 | 0 |  | 0 | 0 |  | 0 | 0 |  |  | 0
11 | 21 | 1 | 0 | 0 | 16.1 | 1.5 | 0 | 16.1 | 0 | 0 |  | 0 | 0 |  | 0 | 0 |  |  | 0
11 | 21 | 2 | 0 | 0 | 15.6 | 0 | 0 | 15.6 | 0 | 0 |  | 0 | 0 |  | 0 | 0 |  |  | 0
11 | 21 | 3 | 0 | 0 | 15 | 2.1 | 0 | 15 | 0 | 0 |  | 0 | 0 |  | 0 | 0 |  |  | 0
11 | 21 | 4 | 0 | 0 | 15 | 2.6 | 0 | 15 | 0 | 0 |  | 0 | 0 |  | 0 | 0 |  |  | 0
11 | 21 | 5 | 0 | 0 | 15 | 2.1 | 0 | 15 | 0 | 0 |  | 0 | 0 |  | 0 | 0 |  |  | 0
11 | 21 | 6 | 0 | 0 | 14.4 | 2.1 | 0 | 14.4 | 0 | 0 |  | 0 | 0 |  | 0 | 0 |  |  | 0
11 | 21 | 7 | 281 | 22 | 15 | 3.6 | 135.367 | 16.538 | 1096.182 | 1018.763 |  | 0 | 0 | 0 | 0 | 0 | 0 |  | 384.4418
11 | 21 | 8 | 659 | 47 | 17.2 | 3.6 | 421.941 | 25.544 | 3520.17 | 3380.086 |  | 4270.6966 | 0.29441 | 0.25161 | 3556.52 | 0.24518 | 0.20954 |  | 2356.4818
11 | 21 | 9 | 812 | 61 | 18.9 | 2.1 | 673.01 | 36.034 | 5524.114 | 5317.103 |  | 8588.3757 | 0.32368 | 0.28882 | 7239.2243 | 0.27283 | 0.24345 |  | 4454.0982
11 | 21 | 10 | 889 | 68 | 21.7 | 1.5 | 852.14 | 45.937 | 6778.94 | 6523.053 |  | 12324.9935 | 0.33721 | 0.3072 | 10581.7146 | 0.28951 | 0.26375 |  | 6136.1383
11 | 21 | 11 | 916 | 74 | 23.3 | 1.5 | 954.42 | 50.663 | 7466.853 | 7181.893 |  | 14663.4512 | 0.34242 | 0.31394 | 12751.3724 | 0.29777 | 0.273 |  | 7180.7604
11 | 21 | 12 | 924 | 76 | 24.4 | 1.5 | 978.145 | 52.622 | 7595.97 | 7305.373 |  | 15576.5125 | 0.34263 | 0.31499 | 13573.5049 | 0.29857 | 0.27448 |  | 7611.6793
11 | 21 | 13 | 907 | 72 | 25 | 1.5 | 912.119 | 51.59 | 7107.178 | 6837.62 |  | 15011.5221 | 0.34267 | 0.31545 | 13063.1785 | 0.29819 | 0.27451 |  | 7324.9755
11 | 21 | 14 | 865 | 63 | 25.6 | 3.6 | 767.534 | 43.067 | 6159.339 | 5928.256 |  | 12974.2607 | 0.34005 | 0.31293 | 11272.5607 | 0.29545 | 0.27188 |  | 6369.1411
11 | 21 | 15 | 767 | 49 | 25.6 | 2.6 | 547.238 | 39.487 | 4398.413 | 4230.683 |  | 9339.7797 | 0.32989 | 0.30241 | 7933.072 | 0.2802 | 0.25686 |  | 4698.775
11 | 21 | 16 | 539 | 32 | 25 | 2.6 | 276.608 | 31.824 | 2185.863 | 2082.751 |  | 4502.6246 | 0.30708 | 0.27551 | 3680.6158 | 0.25102 | 0.22521 |  | 2389.4081
11 | 21 | 17 | 66 | 9 | 22.8 | 3.1 | 25.851 | 22.604 | 196.047 | 136.799 |  | 58.9291 | 0.057078 | 0.039157 | 49.212 | 0.047666 | 0.032701 |  | 181.8803
11 | 21 | 18 | 0 | 0 | 21.7 | 0 | 0 | 21.7 | 0 | 0 |  | 0 | 0 |  | 0 | 0 |  |  | 0
11 | 21 | 19 | 0 | 0 | 20 | 2.1 | 0 | 20 | 0 | 0 |  | 0 | 0 |  | 0 | 0 |  |  | 0
11 | 21 | 20 | 0 | 0 | 19.4 | 0 | 0 | 19.4 | 0 | 0 |  | 0 | 0 |  | 0 | 0 |  |  | 0
11 | 21 | 21 | 0 | 0 | 18.9 | 0 | 0 | 18.9 | 0 | 0 |  | 0 | 0 |  | 0 | 0 |  |  | 0
11 | 21 | 22 | 0 | 0 | 18.3 | 2.6 | 0 | 18.3 | 0 | 0 |  | 0 | 0 |  | 0 | 0 |  |  | 0
11 | 21 | 23 | 0 | 0 | 17.2 | 2.1 | 0 | 17.2 | 0 | 0 |  | 0 | 0 |  | 0 | 0 |  |  | 0
11 | 22 | 0 | 0 | 0 | 16.7 | 1.5 | 0 | 16.7 | 0 | 0 |  | 0 | 0 |  | 0 | 0 |  |  | 0
11 | 22 | 1 | 0 | 0 | 16.1 | 0 | 0 | 16.1 | 0 | 0 |  | 0 | 0 |  | 0 | 0 |  |  | 0
11 | 22 | 2 | 0 | 0 | 13.9 | 2.1 | 0 | 13.9 | 0 | 0 |  | 0 | 0 |  | 0 | 0 |  |  | 0
11 | 22 | 3 | 0 | 0 | 13.9 | 2.1 | 0 | 13.9 | 0 | 0 |  | 0 | 0 |  | 0 | 0 |  |  | 0
11 | 22 | 4 | 0 | 0 | 13.9 | 1 | 0 | 13.9 | 0 | 0 |  | 0 | 0 |  | 0 | 0 |  |  | 0
11 | 22 | 5 | 0 | 0 | 13.3 | 0 | 0 | 13.3 | 0 | 0 |  | 0 | 0 |  | 0 | 0 |  |  | 0
11 | 22 | 6 | 0 | 0 | 13.3 | 0 | 0 | 13.3 | 0 | 0 |  | 0 | 0 |  | 0 | 0 |  |  | 0
11 | 22 | 7 | 283 | 21 | 13.9 | 0 | 134.584 | 16.984 | 1087.005 | 1009.785 |  | 0 | 0 | 0 | 0 | 0 | 0 |  | 378.5489
11 | 22 | 8 | 675 | 41 | 16.1 | 3.1 | 422.056 | 24.858 | 3526.33 | 3386.062 |  | 4334.7053 | 0.29282 | 0.25565 | 3615.5241 | 0.24424 | 0.21324 |  | 2360.1514
11 | 22 | 9 | 760 | 61 | 18.3 | 3.6 | 634.554 | 31.985 | 5285.038 | 5086.73 |  | 8012.7993 | 0.32352 | 0.28648 | 6755.4793 | 0.27275 | 0.24153 |  | 4182.9883
11 | 22 | 10 | 877 | 69 | 19.4 | 4.1 | 841.831 | 37.241 | 6916.65 | 6655.071 |  | 12129.357 | 0.33711 | 0.30628 | 10409.813 | 0.28932 | 0.26286 |  | 6053.4878
11 | 22 | 11 | 911 | 75 | 21.1 | 5.2 | 949.773 | 39.225 | 7757.183 | 7459.469 |  | 14556.4701 | 0.34239 | 0.31337 | 12658.9691 | 0.29776 | 0.27252 |  | 7139.0356
11 | 22 | 12 | 921 | 76 | 22.8 | 5.7 | 974.281 | 40.566 | 7919.281 | 7614.321 |  | 15503.8964 | 0.34264 | 0.31487 | 13509.303 | 0.29856 | 0.27436 |  | 7578.3632
11 | 22 | 13 | 918 | 73 | 23.3 | 4.6 | 922.557 | 42.427 | 7442.625 | 7158.716 |  | 15176.5473 | 0.34267 | 0.31538 | 13205.6229 | 0.29817 | 0.27442 |  | 7406.7897
11 | 22 | 14 | 874 | 63 | 23.3 | 6.2 | 774.307 | 36.74 | 6360.444 | 6121.454 |  | 13097.5781 | 0.34001 | 0.31313 | 11378.8879 | 0.2954 | 0.27204 |  | 6426.2563
11 | 22 | 15 | 773 | 49 | 22.8 | 7.2 | 551.061 | 31.349 | 4561.958 | 4388.789 |  | 9409.3556 | 0.32987 | 0.30258 | 7991.8352 | 0.28017 | 0.25699 |  | 4731.5133
11 | 22 | 16 | 542 | 32 | 22.2 | 5.2 | 278.194 | 27.185 | 2235.219 | 2130.847 |  | 4529.8561 | 0.30709 | 0.27569 | 3703.338 | 0.25106 | 0.22539 |  | 2402.6933
11 | 22 | 17 | 65 | 9 | 20 | 5.2 | 25.684 | 19.688 | 197.104 | 137.836 |  | 58.8294 | 0.057732 | 0.039443 | 49.1015 | 0.048186 | 0.032921 |  | 180.3056
11 | 22 | 18 | 0 | 0 | 18.9 | 5.2 | 0 | 18.9 | 0 | 0 |  | 0 | 0 |  | 0 | 0 |  |  | 0
11 | 22 | 19 | 0 | 0 | 17.8 | 4.6 | 0 | 17.8 | 0 | 0 |  | 0 | 0 |  | 0 | 0 |  |  | 0
11 | 22 | 20 | 0 | 0 | 16.7 | 3.1 | 0 | 16.7 | 0 | 0 |  | 0 | 0 |  | 0 | 0 |  |  | 0
11 | 22 | 21 | 0 | 0 | 16.1 | 3.1 | 0 | 16.1 | 0 | 0 |  | 0 | 0 |  | 0 | 0 |  |  | 0
11 | 22 | 22 | 0 | 0 | 13.9 | 2.6 | 0 | 13.9 | 0 | 0 |  | 0 | 0 |  | 0 | 0 |  |  | 0
11 | 22 | 23 | 0 | 0 | 13.9 | 3.1 | 0 | 13.9 | 0 | 0 |  | 0 | 0 |  | 0 | 0 |  |  | 0
11 | 23 | 0 | 0 | 0 | 14.4 | 3.6 | 0 | 14.4 | 0 | 0 |  | 0 | 0 |  | 0 | 0 |  |  | 0
11 | 23 | 1 | 0 | 0 | 15.6 | 4.6 | 0 | 15.6 | 0 | 0 |  | 0 | 0 |  | 0 | 0 |  |  | 0
11 | 23 | 2 | 0 | 0 | 14.4 | 3.1 | 0 | 14.4 | 0 | 0 |  | 0 | 0 |  | 0 | 0 |  |  | 0
11 | 23 | 3 | 0 | 0 | 11.7 | 2.1 | 0 | 11.7 | 0 | 0 |  | 0 | 0 |  | 0 | 0 |  |  | 0
11 | 23 | 4 | 0 | 0 | 11.1 | 2.1 | 0 | 11.1 | 0 | 0 |  | 0 | 0 |  | 0 | 0 |  |  | 0
11 | 23 | 5 | 0 | 0 | 10.6 | 1.5 | 0 | 10.6 | 0 | 0 |  | 0 | 0 |  | 0 | 0 |  |  | 0
11 | 23 | 6 | 0 | 0 | 10 | 0 | 0 | 10 | 0 | 0 |  | 0 | 0 |  | 0 | 0 |  |  | 0
11 | 23 | 7 | 292 | 20 | 10 | 2.1 | 136.069 | 11.787 | 1116.386 | 1038.527 |  | 0 | 0 | 0 | 0 | 0 | 0 |  | 379.5219
11 | 23 | 8 | 704 | 40 | 12.2 | 0 | 435.094 | 28.192 | 3590.731 | 3448.524 |  | 4477.4922 | 0.29112 | 0.25614 | 3740.7748 | 0.24322 | 0.214 |  | 2434.0841
11 | 23 | 9 | 849 | 55 | 15.6 | 2.1 | 683.215 | 33.121 | 5665.053 | 5452.82 |  | 8922.106 | 0.32335 | 0.29272 | 7523.7036 | 0.27267 | 0.24684 |  | 4574.1166
11 | 23 | 10 | 914 | 66 | 17.8 | 1.5 | 868.134 | 42.687 | 6990.307 | 6725.658 |  | 12610.3296 | 0.33702 | 0.30845 | 10818.5844 | 0.28913 | 0.26463 |  | 6256.4265
11 | 23 | 11 | 949 | 73 | 19.4 | 2.1 | 981.324 | 45.394 | 7832.614 | 7531.54 |  | 15135.6081 | 0.34235 | 0.31504 | 13163.2895 | 0.29774 | 0.27399 |  | 7390.2497
11 | 23 | 12 | 954 | 74 | 20.6 | 2.6 | 1001.935 | 45.753 | 7987.592 | 7679.552 |  | 16036.9357 | 0.34264 | 0.31638 | 13972.658 | 0.29854 | 0.27565 |  | 7807.8992
11 | 23 | 13 | 938 | 70 | 21.1 | 0 | 935.998 | 57.533 | 7125.744 | 6855.401 |  | 15490.337 | 0.34267 | 0.3169 | 13477.5473 | 0.29814 | 0.27573 |  | 7529.7248
11 | 23 | 14 | 899 | 61 | 21.7 | 1.5 | 791.109 | 45.224 | 6296.973 | 6060.493 |  | 13461.0364 | 0.33997 | 0.31453 | 11693.8517 | 0.29534 | 0.27324 |  | 6580.147
11 | 23 | 15 | 800 | 48 | 22.2 | 3.1 | 566.664 | 35.833 | 4615.37 | 4440.405 |  | 9735.25 | 0.32985 | 0.3039 | 8268.3682 | 0.28015 | 0.25811 |  | 4877.691
11 | 23 | 16 | 560 | 31 | 21.7 | 2.6 | 284.891 | 28.764 | 2275.293 | 2169.893 |  | 4683.0989 | 0.30711 | 0.27749 | 3829.2184 | 0.25111 | 0.2269 |  | 2470.788
11 | 23 | 17 | 70 | 9 | 18.9 | 1.5 | 27.131 | 18.84 | 208.356 | 148.878 |  | 64.2888 | 0.058445 | 0.040883 | 53.6278 | 0.048753 | 0.034104 |  | 190.8766
11 | 23 | 18 | 0 | 0 | 18.3 | 3.1 | 0 | 18.3 | 0 | 0 |  | 0 | 0 |  | 0 | 0 |  |  | 0
11 | 23 | 19 | 0 | 0 | 17.8 | 3.6 | 0 | 17.8 | 0 | 0 |  | 0 | 0 |  | 0 | 0 |  |  | 0
11 | 23 | 20 | 0 | 0 | 17.2 | 4.1 | 0 | 17.2 | 0 | 0 |  | 0 | 0 |  | 0 | 0 |  |  | 0
11 | 23 | 21 | 0 | 0 | 16.1 | 3.1 | 0 | 16.1 | 0 | 0 |  | 0 | 0 |  | 0 | 0 |  |  | 0
11 | 23 | 22 | 0 | 0 | 14.4 | 2.1 | 0 | 14.4 | 0 | 0 |  | 0 | 0 |  | 0 | 0 |  |  | 0
11 | 23 | 23 | 0 | 0 | 15.6 | 1.5 | 0 | 15.6 | 0 | 0 |  | 0 | 0 |  | 0 | 0 |  |  | 0
11 | 24 | 0 | 0 | 0 | 13.3 | 1.5 | 0 | 13.3 | 0 | 0 |  | 0 | 0 |  | 0 | 0 |  |  | 0
11 | 24 | 1 | 0 | 0 | 12.2 | 1.5 | 0 | 12.2 | 0 | 0 |  | 0 | 0 |  | 0 | 0 |  |  | 0
11 | 24 | 2 | 0 | 0 | 11.1 | 2.6 | 0 | 11.1 | 0 | 0 |  | 0 | 0 |  | 0 | 0 |  |  | 0
11 | 24 | 3 | 0 | 0 | 9.4 | 1.5 | 0 | 9.4 | 0 | 0 |  | 0 | 0 |  | 0 | 0 |  |  | 0
11 | 24 | 4 | 0 | 0 | 10 | 0 | 0 | 10 | 0 | 0 |  | 0 | 0 |  | 0 | 0 |  |  | 0
11 | 24 | 5 | 0 | 0 | 9.4 | 0 | 0 | 9.4 | 0 | 0 |  | 0 | 0 |  | 0 | 0 |  |  | 0
11 | 24 | 6 | 0 | 0 | 9.4 | 0 | 0 | 9.4 | 0 | 0 |  | 0 | 0 |  | 0 | 0 |  |  | 0
11 | 24 | 7 | 326 | 18 | 10 | 2.6 | 142.408 | 11.851 | 1160.71 | 1081.882 |  | 0 | 0 | 0 | 0 | 0 | 0 |  | 400.4989
11 | 24 | 8 | 733 | 35 | 14.4 | 0 | 438.565 | 30.498 | 3585.301 | 3443.257 |  | 4614.5164 | 0.28928 | 0.2594 | 3861.8507 | 0.2421 | 0.21709 |  | 2482.6088
11 | 24 | 9 | 871 | 49 | 16.1 | 3.1 | 689.623 | 31.811 | 5743.89 | 5528.706 |  | 9123.0722 | 0.32318 | 0.29619 | 7694.8177 | 0.27258 | 0.24982 |  | 4630.8021
11 | 24 | 10 | 944 | 60 | 17.8 | 4.1 | 884.45 | 36.67 | 7281.092 | 7004.142 |  | 12992.2354 | 0.33692 | 0.31148 | 11142.1841 | 0.28894 | 0.26712 |  | 6393.861
11 | 24 | 11 | 966 | 65 | 18.9 | 4.1 | 985.575 | 40.203 | 8020.243 | 7710.726 |  | 15378.2398 | 0.34232 | 0.31815 | 13375.0001 | 0.29772 | 0.27671 |  | 7448.0184
11 | 24 | 12 | 955 | 73 | 20 | 4.1 | 1000.59 | 41.768 | 8096.741 | 7783.747 |  | 16031.6288 | 0.34264 | 0.3167 | 13966.8063 | 0.29851 | 0.27591 |  | 7798.5973
11 | 24 | 13 | 952 | 63 | 21.1 | 2.6 | 938.884 | 44.829 | 7506.179 | 7219.508 |  | 15705.0119 | 0.34267 | 0.3196 | 13663.2734 | 0.29812 | 0.27805 |  | 7580.7692
11 | 24 | 14 | 910 | 55 | 21.1 | 0 | 791.697 | 53.061 | 6115.277 | 5885.909 |  | 13615.2688 | 0.33994 | 0.31708 | 11827.0699 | 0.29529 | 0.27544 |  | 6611.4016
11 | 24 | 15 | 823 | 42 | 21.7 | 2.6 | 573.106 | 36.324 | 4658.259 | 4481.846 |  | 10013.1714 | 0.32984 | 0.30751 | 8504.2236 | 0.28014 | 0.26117 |  | 4968.3411
11 | 24 | 16 | 594 | 27 | 20.6 | 2.1 | 291.577 | 28.421 | 2326.536 | 2219.813 |  | 4971.0067 | 0.30713 | 0.2824 | 4065.3958 | 0.25118 | 0.23095 |  | 2585.1486
11 | 24 | 17 | 83 | 8 | 18.9 | 1.5 | 29.844 | 18.949 | 226.677 | 166.856 |  | 77.4319 | 0.059217 | 0.044821 | 64.5547 | 0.049369 | 0.037367 |  | 212.2726
11 | 24 | 18 | 0 | 0 | 17.2 | 1.5 | 0 | 17.2 | 0 | 0 |  | 0 | 0 |  | 0 | 0 |  |  | 0
11 | 24 | 19 | 0 | 0 | 15.6 | 1.5 | 0 | 15.6 | 0 | 0 |  | 0 | 0 |  | 0 | 0 |  |  | 0
11 | 24 | 20 | 0 | 0 | 15 | 0 | 0 | 15 | 0 | 0 |  | 0 | 0 |  | 0 | 0 |  |  | 0
11 | 24 | 21 | 0 | 0 | 13.9 | 1.5 | 0 | 13.9 | 0 | 0 |  | 0 | 0 |  | 0 | 0 |  |  | 0
11 | 24 | 22 | 0 | 0 | 13.3 | 2.6 | 0 | 13.3 | 0 | 0 |  | 0 | 0 |  | 0 | 0 |  |  | 0
11 | 24 | 23 | 0 | 0 | 12.8 | 3.1 | 0 | 12.8 | 0 | 0 |  | 0 | 0 |  | 0 | 0 |  |  | 0
11 | 25 | 0 | 0 | 0 | 11.7 | 4.1 | 0 | 11.7 | 0 | 0 |  | 0 | 0 |  | 0 | 0 |  |  | 0
11 | 25 | 1 | 0 | 0 | 10.6 | 2.1 | 0 | 10.6 | 0 | 0 |  | 0 | 0 |  | 0 | 0 |  |  | 0
11 | 25 | 2 | 0 | 0 | 10.6 | 1.5 | 0 | 10.6 | 0 | 0 |  | 0 | 0 |  | 0 | 0 |  |  | 0
11 | 25 | 3 | 0 | 0 | 10 | 2.6 | 0 | 10 | 0 | 0 |  | 0 | 0 |  | 0 | 0 |  |  | 0
11 | 25 | 4 | 0 | 0 | 10 | 2.1 | 0 | 10 | 0 | 0 |  | 0 | 0 |  | 0 | 0 |  |  | 0
11 | 25 | 5 | 0 | 0 | 9.4 | 3.1 | 0 | 9.4 | 0 | 0 |  | 0 | 0 |  | 0 | 0 |  |  | 0
11 | 25 | 6 | 0 | 0 | 8.9 | 2.6 | 0 | 8.9 | 0 | 0 |  | 0 | 0 |  | 0 | 0 |  |  | 0
11 | 25 | 7 | 139 | 25 | 10.6 | 2.6 | 89.184 | 11.09 | 752.917 | 682.753 |  | 0 | 0 | 0 | 0 | 0 | 0 |  | 244.4754
11 | 25 | 8 | 546 | 57 | 12.8 | 3.1 | 373.32 | 20.297 | 3174.836 | 3044.903 |  | 3400.3067 | 0.28731 | 0.22933 | 2850.7207 | 0.24087 | 0.19226 |  | 2028.6132
11 | 25 | 9 | 725 | 80 | 16.1 | 3.1 | 632.518 | 30.342 | 5299.423 | 5100.598 |  | 7568.3186 | 0.323 | 0.2739 | 6384.8261 | 0.27249 | 0.23107 |  | 4099.2104
11 | 25 | 10 | 811 | 97 | 16.7 | 1.5 | 824.018 | 40.31 | 6694.325 | 6441.902 |  | 11134.0912 | 0.33682 | 0.29185 | 9545.2612 | 0.28875 | 0.25021 |  | 5783.2931
11 | 25 | 11 | 854 | 106 | 18.3 | 3.1 | 940.574 | 40.516 | 7645.394 | 7352.625 |  | 13570.1293 | 0.34228 | 0.30015 | 11803.0342 | 0.29771 | 0.26106 |  | 6897.4116
11 | 25 | 12 | 861 | 108 | 19.4 | 2.1 | 963.629 | 45.168 | 7699.2 | 7404.056 |  | 14434.0712 | 0.34265 | 0.302 | 12573.8222 | 0.29849 | 0.26308 |  | 7303.6355
11 | 25 | 13 | 838 | 103 | 20.6 | 4.1 | 894.502 | 40.129 | 7278.269 | 7001.439 |  | 13810.3563 | 0.34267 | 0.30213 | 12014.0744 | 0.2981 | 0.26283 |  | 6984.0121
11 | 25 | 14 | 783 | 89 | 21.1 | 4.1 | 740.883 | 37.308 | 6074.563 | 5846.772 |  | 11706.8467 | 0.33991 | 0.2993 | 10168.6786 | 0.29525 | 0.25998 |  | 5963.0623
11 | 25 | 15 | 669 | 69 | 21.1 | 4.1 | 519.161 | 32.367 | 4287.783 | 4123.68 |  | 8138.6219 | 0.32984 | 0.28761 | 6912.0766 | 0.28013 | 0.24427 |  | 4268.5263
11 | 25 | 16 | 385 | 43 | 20.6 | 4.6 | 229.3 | 24.921 | 1873.672 | 1778.335 |  | 3224.6607 | 0.30716 | 0.2528 | 2637.7778 | 0.25126 | 0.20679 |  | 1839.4671
11 | 25 | 17 | 19 | 8 | 18.9 | 2.6 | 12.518 | 18.166 | 102.132 | 44.621 |  | 18.0232 | 0.060049 | 0.025027 | 15.0175 | 0.050035 | 0.020853 |  | 82.7116
11 | 25 | 18 | 0 | 0 | 17.8 | 2.6 | 0 | 17.8 | 0 | 0 |  | 0 | 0 |  | 0 | 0 |  |  | 0
11 | 25 | 19 | 0 | 0 | 15.6 | 2.6 | 0 | 15.6 | 0 | 0 |  | 0 | 0 |  | 0 | 0 |  |  | 0
11 | 25 | 20 | 0 | 0 | 15 | 1.5 | 0 | 15 | 0 | 0 |  | 0 | 0 |  | 0 | 0 |  |  | 0
11 | 25 | 21 | 0 | 0 | 14.4 | 1.5 | 0 | 14.4 | 0 | 0 |  | 0 | 0 |  | 0 | 0 |  |  | 0
11 | 25 | 22 | 0 | 0 | 13.3 | 2.1 | 0 | 13.3 | 0 | 0 |  | 0 | 0 |  | 0 | 0 |  |  | 0
11 | 25 | 23 | 0 | 0 | 12.2 | 2.1 | 0 | 12.2 | 0 | 0 |  | 0 | 0 |  | 0 | 0 |  |  | 0
11 | 26 | 0 | 0 | 0 | 11.7 | 2.6 | 0 | 11.7 | 0 | 0 |  | 0 | 0 |  | 0 | 0 |  |  | 0
11 | 26 | 1 | 0 | 0 | 10 | 1.5 | 0 | 10 | 0 | 0 |  | 0 | 0 |  | 0 | 0 |  |  | 0
11 | 26 | 2 | 0 | 0 | 9.4 | 0 | 0 | 9.4 | 0 | 0 |  | 0 | 0 |  | 0 | 0 |  |  | 0
11 | 26 | 3 | 0 | 0 | 9.4 | 0 | 0 | 9.4 | 0 | 0 |  | 0 | 0 |  | 0 | 0 |  |  | 0
11 | 26 | 4 | 0 | 0 | 8.9 | 0 | 0 | 8.9 | 0 | 0 |  | 0 | 0 |  | 0 | 0 |  |  | 0
11 | 26 | 5 | 0 | 0 | 8.9 | 0 | 0 | 8.9 | 0 | 0 |  | 0 | 0 |  | 0 | 0 |  |  | 0
11 | 26 | 6 | 0 | 0 | 8.3 | 0 | 0 | 8.3 | 0 | 0 |  | 0 | 0 |  | 0 | 0 |  |  | 0
11 | 26 | 7 | 300 | 18 | 9.4 | 1.5 | 133.477 | 11.206 | 1092.475 | 1015.136 |  | 0 | 0 | 0 | 0 | 0 | 0 |  | 366.7825
11 | 26 | 8 | 720 | 35 | 12.2 | 1.5 | 429.537 | 23.248 | 3600.095 | 3457.604 |  | 4432.9569 | 0.2852 | 0.25505 | 3723.2224 | 0.23954 | 0.21422 |  | 2419.5557
11 | 26 | 9 | 862 | 49 | 14.4 | 1.5 | 680.414 | 33.534 | 5630.932 | 5419.97 |  | 8967.745 | 0.32281 | 0.29545 | 7567.0017 | 0.27239 | 0.2493 |  | 4559.3762
11 | 26 | 10 | 927 | 59 | 16.7 | 1.5 | 865.846 | 41.577 | 6999.749 | 6734.706 |  | 12694.8309 | 0.33671 | 0.31115 | 10879.557 | 0.28856 | 0.26665 |  | 6252.3499
11 | 26 | 11 | 953 | 65 | 18.9 | 2.6 | 970.949 | 43.131 | 7815.438 | 7515.131 |  | 15115.3193 | 0.34224 | 0.31769 | 13147.6773 | 0.29768 | 0.27633 |  | 7329.2147
11 | 26 | 12 | 954 | 66 | 20.6 | 3.1 | 988.71 | 44.124 | 7930.3 | 7624.845 |  | 15971.8898 | 0.34265 | 0.31894 | 13912.0715 | 0.29846 | 0.27781 |  | 7724.2103
11 | 26 | 13 | 937 | 63 | 21.7 | 3.6 | 924.241 | 42.756 | 7446.557 | 7162.478 |  | 15426.8378 | 0.34266 | 0.31921 | 13419.4207 | 0.29807 | 0.27767 |  | 7453.8082
11 | 26 | 14 | 900 | 55 | 22.8 | 2.1 | 783.471 | 43.997 | 6264.5 | 6029.299 |  | 13447.5091 | 0.33988 | 0.31676 | 11679.9785 | 0.2952 | 0.27513 |  | 6535.3289
11 | 26 | 15 | 803 | 42 | 22.8 | 1.5 | 561.102 | 39.689 | 4505.145 | 4333.876 |  | 9768.5868 | 0.32984 | 0.30698 | 8296.3762 | 0.28013 | 0.26072 |  | 4853.8114
11 | 26 | 16 | 577 | 27 | 21.7 | 2.6 | 285.481 | 28.763 | 2277.018 | 2171.573 |  | 4837.4633 | 0.3072 | 0.28183 | 3958.0542 | 0.25135 | 0.23059 |  | 2520.5236
11 | 26 | 17 | 79 | 7 | 19.4 | 1.5 | 28.078 | 19.383 | 212.816 | 153.254 |  | 76.2719 | 0.060941 | 0.047109 | 63.5173 | 0.05075 | 0.039231 |  | 199.9779
11 | 26 | 18 | 0 | 0 | 19.4 | 2.1 | 0 | 19.4 | 0 | 0 |  | 0 | 0 |  | 0 | 0 |  |  | 0
11 | 26 | 19 | 0 | 0 | 18.3 | 2.1 | 0 | 18.3 | 0 | 0 |  | 0 | 0 |  | 0 | 0 |  |  | 0
11 | 26 | 20 | 0 | 0 | 16.7 | 0 | 0 | 16.7 | 0 | 0 |  | 0 | 0 |  | 0 | 0 |  |  | 0
11 | 26 | 21 | 0 | 0 | 15.6 | 1.5 | 0 | 15.6 | 0 | 0 |  | 0 | 0 |  | 0 | 0 |  |  | 0
11 | 26 | 22 | 0 | 0 | 15.6 | 1.5 | 0 | 15.6 | 0 | 0 |  | 0 | 0 |  | 0 | 0 |  |  | 0
11 | 26 | 23 | 0 | 0 | 13.3 | 1.5 | 0 | 13.3 | 0 | 0 |  | 0 | 0 |  | 0 | 0 |  |  | 0
11 | 27 | 0 | 0 | 0 | 12.2 | 2.1 | 0 | 12.2 | 0 | 0 |  | 0 | 0 |  | 0 | 0 |  |  | 0
11 | 27 | 1 | 0 | 0 | 11.7 | 0 | 0 | 11.7 | 0 | 0 |  | 0 | 0 |  | 0 | 0 |  |  | 0
11 | 27 | 2 | 0 | 0 | 10.6 | 0 | 0 | 10.6 | 0 | 0 |  | 0 | 0 |  | 0 | 0 |  |  | 0
11 | 27 | 3 | 0 | 0 | 10 | 0 | 0 | 10 | 0 | 0 |  | 0 | 0 |  | 0 | 0 |  |  | 0
11 | 27 | 4 | 0 | 0 | 9.4 | 1.5 | 0 | 9.4 | 0 | 0 |  | 0 | 0 |  | 0 | 0 |  |  | 0
11 | 27 | 5 | 0 | 0 | 9.4 | 0 | 0 | 9.4 | 0 | 0 |  | 0 | 0 |  | 0 | 0 |  |  | 0
11 | 27 | 6 | 0 | 0 | 9.4 | 1.5 | 0 | 9.4 | 0 | 0 |  | 0 | 0 |  | 0 | 0 |  |  | 0
11 | 27 | 7 | 202 | 24 | 10.6 | 0 | 110.232 | 12.483 | 915.24 | 841.695 |  | 0 | 0 | 0 | 0 | 0 | 0 |  | 295.4696
11 | 27 | 8 | 625 | 49 | 13.3 | 0 | 400.252 | 27.794 | 3308.061 | 3174.26 |  | 3801.8747 | 0.28296 | 0.23749 | 3199.1181 | 0.2381 | 0.19984 |  | 2203.0384
11 | 27 | 9 | 748 | 92 | 16.7 | 1.5 | 660.902 | 35.116 | 5442.477 | 5238.46 |  | 7754.7771 | 0.32261 | 0.26864 | 6544.8272 | 0.27228 | 0.22672 |  | 4267.2423
11 | 27 | 10 | 824 | 116 | 18.3 | 0 | 860.077 | 51.05 | 6709.606 | 6456.559 |  | 11255.8881 | 0.3366 | 0.28474 | 9643.1843 | 0.28837 | 0.24394 |  | 5967.88
11 | 27 | 11 | 847 | 139 | 20.6 | 4.6 | 976.875 | 40.612 | 7937.632 | 7631.846 |  | 13409.3824 | 0.34219 | 0.28847 | 11664.3807 | 0.29766 | 0.25093 |  | 7045.3452
11 | 27 | 12 | 856 | 142 | 21.7 | 3.6 | 1003.671 | 44.415 | 8041.863 | 7731.364 |  | 14312.498 | 0.34266 | 0.29076 | 12465.4142 | 0.29843 | 0.25324 |  | 7474.9247
11 | 27 | 13 | 838 | 133 | 21.7 | 3.1 | 934.613 | 44.063 | 7494.255 | 7208.104 |  | 13784.0031 | 0.34266 | 0.29198 | 11989.6386 | 0.29806 | 0.25397 |  | 7172.2034
11 | 27 | 14 | 814 | 98 | 22.8 | 2.1 | 780.135 | 43.945 | 6241.315 | 6007.026 |  | 12155.5109 | 0.33985 | 0.29711 | 10557.2581 | 0.29517 | 0.25805 |  | 6229.5441
11 | 27 | 15 | 757 | 53 | 22.8 | 2.1 | 552.136 | 37.87 | 4466.004 | 4296.038 |  | 9209.6309 | 0.32984 | 0.29995 | 7821.7216 | 0.28013 | 0.25475 |  | 4664.5774
11 | 27 | 16 | 496 | 35 | 22.2 | 1.5 | 264.232 | 30.105 | 2107.418 | 2006.292 |  | 4162.8973 | 0.30723 | 0.27055 | 3407.0929 | 0.25145 | 0.22143 |  | 2244.1415
11 | 27 | 17 | 49 | 9 | 19.4 | 0 | 21.76 | 20.663 | 169.429 | 110.677 |  | 48.195 | 0.061895 | 0.03852 | 40.1146 | 0.051517 | 0.032062 |  | 150.1884
11 | 27 | 18 | 0 | 0 | 18.3 | 0 | 0 | 18.3 | 0 | 0 |  | 0 | 0 |  | 0 | 0 |  |  | 0
11 | 27 | 19 | 0 | 0 | 16.7 | 1.5 | 0 | 16.7 | 0 | 0 |  | 0 | 0 |  | 0 | 0 |  |  | 0
11 | 27 | 20 | 0 | 0 | 15.6 | 0 | 0 | 15.6 | 0 | 0 |  | 0 | 0 |  | 0 | 0 |  |  | 0
11 | 27 | 21 | 0 | 0 | 15.6 | 1.5 | 0 | 15.6 | 0 | 0 |  | 0 | 0 |  | 0 | 0 |  |  | 0
11 | 27 | 22 | 0 | 0 | 14.4 | 0 | 0 | 14.4 | 0 | 0 |  | 0 | 0 |  | 0 | 0 |  |  | 0
11 | 27 | 23 | 0 | 0 | 13.9 | 1.5 | 0 | 13.9 | 0 | 0 |  | 0 | 0 |  | 0 | 0 |  |  | 0
11 | 28 | 0 | 0 | 0 | 11.7 | 2.1 | 0 | 11.7 | 0 | 0 |  | 0 | 0 |  | 0 | 0 |  |  | 0
11 | 28 | 1 | 0 | 0 | 11.1 | 0 | 0 | 11.1 | 0 | 0 |  | 0 | 0 |  | 0 | 0 |  |  | 0
11 | 28 | 2 | 0 | 0 | 10.6 | 0 | 0 | 10.6 | 0 | 0 |  | 0 | 0 |  | 0 | 0 |  |  | 0
11 | 28 | 3 | 0 | 0 | 10 | 0 | 0 | 10 | 0 | 0 |  | 0 | 0 |  | 0 | 0 |  |  | 0
11 | 28 | 4 | 0 | 0 | 9.4 | 0 | 0 | 9.4 | 0 | 0 |  | 0 | 0 |  | 0 | 0 |  |  | 0
11 | 28 | 5 | 0 | 0 | 8.9 | 0 | 0 | 8.9 | 0 | 0 |  | 0 | 0 |  | 0 | 0 |  |  | 0
11 | 28 | 6 | 0 | 0 | 9.4 | 1.5 | 0 | 9.4 | 0 | 0 |  | 0 | 0 |  | 0 | 0 |  |  | 0
11 | 28 | 7 | 195 | 23 | 11.1 | 1.5 | 106.569 | 12.152 | 885.928 | 813.001 |  | 0 | 0 | 0 | 0 | 0 | 0 |  | 281.4829
11 | 28 | 8 | 598 | 54 | 15.6 | 2.6 | 394.191 | 24.081 | 3302.746 | 3169.101 |  | 3591.5793 | 0.28056 | 0.22969 | 3027.8836 | 0.23653 | 0.19364 |  | 2140.9838
11 | 28 | 9 | 740 | 94 | 18.9 | 3.6 | 656.337 | 32.995 | 5446.125 | 5241.975 |  | 7644.8572 | 0.32241 | 0.26687 | 6453.3138 | 0.27216 | 0.22528 |  | 4229.1572
11 | 28 | 10 | 801 | 127 | 21.1 | 4.6 | 852.2 | 38.269 | 6975.409 | 6711.383 |  | 10913.9875 | 0.33648 | 0.27911 | 9347.3001 | 0.28818 | 0.23904 |  | 5884.1934
11 | 28 | 11 | 837 | 141 | 22.8 | 3.6 | 968.873 | 44.491 | 7759.459 | 7461.645 |  | 13226.8172 | 0.34215 | 0.28716 | 11506.1042 | 0.29763 | 0.2498 |  | 6975.9625
11 | 28 | 12 | 676 | 183 | 23.9 | 4.1 | 878.678 | 43.031 | 7077.167 | 6808.874 |  | 11288.4496 | 0.34266 | 0.26529 | 9830.6167 | 0.29841 | 0.23103 |  | 6369.6411
11 | 28 | 13 | 466 | 179 | 25 | 2.1 | 648.289 | 42.687 | 5226.117 | 5029.925 |  | 7658.2489 | 0.34266 | 0.24123 | 6660.9549 | 0.29804 | 0.20981 |  | 4686.6033
11 | 28 | 14 | 619 | 154 | 25.6 | 2.1 | 685.877 | 43.544 | 5498.187 | 5292.129 |  | 9238.8447 | 0.33983 | 0.26193 | 8023.7169 | 0.29513 | 0.22748 |  | 5264.9055
11 | 28 | 15 | 388 | 110 | 25.6 | 0 | 387.989 | 43.439 | 3087.052 | 2959.635 |  | 4721.1425 | 0.32985 | 0.23502 | 4009.7295 | 0.28014 | 0.19961 |  | 2938.2666
11 | 28 | 16 | 204 | 58 | 25.6 | 0 | 163.364 | 33.62 | 1312.181 | 1229.99 |  | 1714.2346 | 0.30728 | 0.19878 | 1403.4513 | 0.25157 | 0.16274 |  | 1202.0923
11 | 28 | 17 | 17 | 11 | 22.2 | 0 | 14.799 | 21.959 | 121.559 | 63.691 |  | 17.05 | 0.062911 | 0.020094 | 14.1845 | 0.052338 | 0.016717 |  | 95.8019
11 | 28 | 18 | 0 | 0 | 21.7 | 2.1 | 0 | 21.7 | 0 | 0 |  | 0 | 0 |  | 0 | 0 |  |  | 0
11 | 28 | 19 | 0 | 0 | 18.9 | 2.6 | 0 | 18.9 | 0 | 0 |  | 0 | 0 |  | 0 | 0 |  |  | 0
11 | 28 | 20 | 0 | 0 | 18.9 | 0 | 0 | 18.9 | 0 | 0 |  | 0 | 0 |  | 0 | 0 |  |  | 0
11 | 28 | 21 | 0 | 0 | 17.8 | 3.1 | 0 | 17.8 | 0 | 0 |  | 0 | 0 |  | 0 | 0 |  |  | 0
11 | 28 | 22 | 0 | 0 | 16.7 | 2.1 | 0 | 16.7 | 0 | 0 |  | 0 | 0 |  | 0 | 0 |  |  | 0
11 | 28 | 23 | 0 | 0 | 15.6 | 2.1 | 0 | 15.6 | 0 | 0 |  | 0 | 0 |  | 0 | 0 |  |  | 0
11 | 29 | 0 | 0 | 0 | 13.9 | 2.1 | 0 | 13.9 | 0 | 0 |  | 0 | 0 |  | 0 | 0 |  |  | 0
11 | 29 | 1 | 0 | 0 | 13.9 | 4.1 | 0 | 13.9 | 0 | 0 |  | 0 | 0 |  | 0 | 0 |  |  | 0
11 | 29 | 2 | 0 | 0 | 13.3 | 3.6 | 0 | 13.3 | 0 | 0 |  | 0 | 0 |  | 0 | 0 |  |  | 0
11 | 29 | 3 | 0 | 0 | 12.8 | 3.1 | 0 | 12.8 | 0 | 0 |  | 0 | 0 |  | 0 | 0 |  |  | 0
11 | 29 | 4 | 0 | 0 | 13.3 | 3.6 | 0 | 13.3 | 0 | 0 |  | 0 | 0 |  | 0 | 0 |  |  | 0
11 | 29 | 5 | 0 | 0 | 11.7 | 2.1 | 0 | 11.7 | 0 | 0 |  | 0 | 0 |  | 0 | 0 |  |  | 0
11 | 29 | 6 | 0 | 0 | 11.1 | 3.1 | 0 | 11.1 | 0 | 0 |  | 0 | 0 |  | 0 | 0 |  |  | 0
11 | 29 | 7 | 237 | 20 | 13.9 | 3.1 | 116.73 | 15.046 | 952.471 | 878.139 |  | 0 | 0 | 0 | 0 | 0 | 0 |  | 304.3432
11 | 29 | 8 | 462 | 63 | 15 | 3.1 | 333.025 | 21.61 | 2820.816 | 2700.868 |  | 2737.73 | 0.27802 | 0.20812 | 2312.4674 | 0.23483 | 0.17579 |  | 1774.9539
11 | 29 | 9 | 683 | 122 | 16.7 | 2.6 | 644.827 | 31.924 | 5373.2 | 5171.706 |  | 7030.846 | 0.32221 | 0.24909 | 5936.0924 | 0.27204 | 0.21031 |  | 4121.9937
11 | 29 | 10 | 642 | 142 | 18.9 | 3.1 | 733.859 | 36.044 | 6056.409 | 5829.32 |  | 8725.2585 | 0.33636 | 0.26127 | 7470.4909 | 0.28799 | 0.2237 |  | 4973.8748
11 | 29 | 11 | 507 | 224 | 19.4 | 2.1 | 752.104 | 39.409 | 6139.096 | 5908.801 |  | 7997.3655 | 0.3421 | 0.2276 | 6957.2642 | 0.29761 | 0.198 |  | 5144.0608
11 | 29 | 12 | 624 | 167 | 21.1 | 1.5 | 812.42 | 44.594 | 6505.239 | 6260.47 |  | 10407.1302 | 0.34266 | 0.2659 | 9062.1788 | 0.29838 | 0.23154 |  | 5860.7846
11 | 29 | 13 | 882 | 100 | 22.8 | 3.1 | 928.392 | 44.562 | 7429.894 | 7146.536 |  | 14482.488 | 0.34266 | 0.3048 | 12595.8888 | 0.29802 | 0.26509 |  | 7270.1989
11 | 29 | 14 | 717 | 117 | 23.9 | 2.6 | 726.259 | 42.428 | 5844.44 | 5625.463 |  | 10696.7909 | 0.33981 | 0.28433 | 9289.5324 | 0.2951 | 0.24692 |  | 5687.4357
11 | 29 | 15 | 647 | 62 | 23.9 | 1.5 | 497.969 | 38.863 | 4016.663 | 3861.273 |  | 7874.5855 | 0.32986 | 0.29028 | 6688.1793 | 0.28016 | 0.24655 |  | 4098.4502
11 | 29 | 16 | 411 | 40 | 22.8 | 0 | 238.584 | 34.396 | 1883.496 | 1787.919 |  | 3458.2971 | 0.30733 | 0.259 | 2832.3237 | 0.2517 | 0.21212 |  | 1934.1303
11 | 29 | 17 | 81 | 7 | 20.6 | 0 | 28.98 | 21.914 | 218.364 | 158.699 |  | 82.9132 | 0.063992 | 0.049852 | 68.9477 | 0.053214 | 0.041455 |  | 206.399
11 | 29 | 18 | 0 | 0 | 18.3 | 2.1 | 0 | 18.3 | 0 | 0 |  | 0 | 0 |  | 0 | 0 |  |  | 0
11 | 29 | 19 | 0 | 0 | 16.7 | 0 | 0 | 16.7 | 0 | 0 |  | 0 | 0 |  | 0 | 0 |  |  | 0
11 | 29 | 20 | 0 | 0 | 15 | 0 | 0 | 15 | 0 | 0 |  | 0 | 0 |  | 0 | 0 |  |  | 0
11 | 29 | 21 | 0 | 0 | 14.4 | 0 | 0 | 14.4 | 0 | 0 |  | 0 | 0 |  | 0 | 0 |  |  | 0
11 | 29 | 22 | 0 | 0 | 12.8 | 0 | 0 | 12.8 | 0 | 0 |  | 0 | 0 |  | 0 | 0 |  |  | 0
11 | 29 | 23 | 0 | 0 | 12.2 | 1.5 | 0 | 12.2 | 0 | 0 |  | 0 | 0 |  | 0 | 0 |  |  | 0
11 | 30 | 0 | 0 | 0 | 11.7 | 1.5 | 0 | 11.7 | 0 | 0 |  | 0 | 0 |  | 0 | 0 |  |  | 0
11 | 30 | 1 | 0 | 0 | 11.1 | 0 | 0 | 11.1 | 0 | 0 |  | 0 | 0 |  | 0 | 0 |  |  | 0
11 | 30 | 2 | 0 | 0 | 10.6 | 2.1 | 0 | 10.6 | 0 | 0 |  | 0 | 0 |  | 0 | 0 |  |  | 0
11 | 30 | 3 | 0 | 0 | 9.4 | 2.1 | 0 | 9.4 | 0 | 0 |  | 0 | 0 |  | 0 | 0 |  |  | 0
11 | 30 | 4 | 0 | 0 | 8.9 | 2.1 | 0 | 8.9 | 0 | 0 |  | 0 | 0 |  | 0 | 0 |  |  | 0
11 | 30 | 5 | 0 | 0 | 8.3 | 0 | 0 | 8.3 | 0 | 0 |  | 0 | 0 |  | 0 | 0 |  |  | 0
11 | 30 | 6 | 0 | 0 | 8.9 | 3.6 | 0 | 8.9 | 0 | 0 |  | 0 | 0 |  | 0 | 0 |  |  | 0
11 | 30 | 7 | 285 | 15 | 9.4 | 2.1 | 124.041 | 10.86 | 1014.199 | 938.549 |  | 0 | 0 | 0 | 0 | 0 | 0 |  | 323.0946
11 | 30 | 8 | 722 | 32 | 12.2 | 1.5 | 421.757 | 22.987 | 3531.579 | 3391.153 |  | 4218.2849 | 0.27531 | 0.24811 | 3569.9133 | 0.233 | 0.20997 |  | 2359.5647
11 | 30 | 9 | 872 | 45 | 13.9 | 2.6 | 676.335 | 30.187 | 5661.571 | 5449.468 |  | 8944.0253 | 0.32199 | 0.29675 | 7552.6564 | 0.2719 | 0.25059 |  | 4526.7542
11 | 30 | 10 | 928 | 55 | 16.7 | 1.5 | 855.725 | 41.296 | 6923.879 | 6662 |  | 12579.9388 | 0.33623 | 0.31214 | 10767.7246 | 0.2878 | 0.26718 |  | 6178.2413
11 | 30 | 11 | 961 | 61 | 18.3 | 2.1 | 968.178 | 43.998 | 7767.318 | 7469.153 |  | 15131.3269 | 0.34205 | 0.31896 | 13163.9273 | 0.29757 | 0.27749 |  | 7312.5751
11 | 30 | 12 | 972 | 62 | 20.6 | 1.5 | 996.772 | 49.578 | 7831.067 | 7530.062 |  | 16191.4222 | 0.34266 | 0.32058 | 14097.506 | 0.29835 | 0.27912 |  | 7796.9006
11 | 30 | 13 | 957 | 59 | 21.1 | 3.6 | 934.86 | 42.417 | 7541.267 | 7253.065 |  | 15701.3487 | 0.34265 | 0.32096 | 13655.3699 | 0.298 | 0.27914 |  | 7552.0705
11 | 30 | 14 | 919 | 51 | 21.7 | 2.1 | 792.831 | 43.198 | 6357.962 | 6119.071 |  | 13705.2412 | 0.33979 | 0.31864 | 11901.7819 | 0.29508 | 0.27671 |  | 6628.1478
11 | 30 | 15 | 829 | 40 | 21.7 | 2.1 | 575.935 | 37.428 | 4662.959 | 4486.386 |  | 10093.112 | 0.32988 | 0.30869 | 8572.7844 | 0.28019 | 0.26219 |  | 4992.2881
11 | 30 | 16 | 603 | 25 | 21.1 | 3.1 | 295.715 | 27.99 | 2365.678 | 2257.938 |  | 5081.2763 | 0.30739 | 0.28478 | 4163.1475 | 0.25185 | 0.23332 |  | 2626.4959
11 | 30 | 17 | 86 | 7 | 18.3 | 1.5 | 30.495 | 18.373 | 232.417 | 172.488 |  | 89.9265 | 0.06514 | 0.051445 | 74.7504 | 0.054147 | 0.042763 |  | 217.6596
11 | 30 | 18 | 0 | 0 | 17.2 | 1.5 | 0 | 17.2 | 0 | 0 |  | 0 | 0 |  | 0 | 0 |  |  | 0
11 | 30 | 19 | 0 | 0 | 16.1 | 1.5 | 0 | 16.1 | 0 | 0 |  | 0 | 0 |  | 0 | 0 |  |  | 0
11 | 30 | 20 | 0 | 0 | 13.9 | 2.1 | 0 | 13.9 | 0 | 0 |  | 0 | 0 |  | 0 | 0 |  |  | 0
11 | 30 | 21 | 0 | 0 | 13.3 | 1.8 | 0 | 13.3 | 0 | 0 |  | 0 | 0 |  | 0 | 0 |  |  | 0
11 | 30 | 22 | 0 | 0 | 12.6 | 1.5 | 0 | 12.6 | 0 | 0 |  | 0 | 0 |  | 0 | 0 |  |  | 0
11 | 30 | 23 | 0 | 0 | 12 | 1.2 | 0 | 12 | 0 | 0 |  | 0 | 0 |  | 0 | 0 |  |  | 0
12 | 1 | 0 | 0 | 0 | 11.3 | 0.9 | 0 | 11.3 | 0 | 0 |  | 0 | 0 |  | 0 | 0 |  |  | 0
12 | 1 | 1 | 0 | 0 | 10.7 | 0.6 | 0 | 10.7 | 0 | 0 |  | 0 | 0 |  | 0 | 0 |  |  | 0
12 | 1 | 2 | 0 | 0 | 10 | 0.3 | 0 | 10 | 0 | 0 |  | 0 | 0 |  | 0 | 0 |  |  | 0
12 | 1 | 3 | 0 | 0 | 9.4 | 0 | 0 | 9.4 | 0 | 0 |  | 0 | 0 |  | 0 | 0 |  |  | 0
12 | 1 | 4 | 0 | 0 | 8.9 | 0 | 0 | 8.9 | 0 | 0 |  | 0 | 0 |  | 0 | 0 |  |  | 0
12 | 1 | 5 | 0 | 0 | 8.9 | 2.6 | 0 | 8.9 | 0 | 0 |  | 0 | 0 |  | 0 | 0 |  |  | 0
12 | 1 | 6 | 0 | 0 | 9.4 | 2.6 | 0 | 9.4 | 0 | 0 |  | 0 | 0 |  | 0 | 0 |  |  | 0
12 | 1 | 7 | 255 | 5 | 9.4 | 3.6 | 94.254 | 9.958 | 758.702 | 688.419 |  | 0 | 0 | 0 | 0 | 0 | 0 |  | 249.6499
12 | 1 | 8 | 622 | 41 | 11.7 | 2.6 | 384.761 | 19.923 | 3261.106 | 3128.675 |  | 3580.2414 | 0.27245 | 0.23411 | 3035.7876 | 0.23102 | 0.19851 |  | 2103.1662
12 | 1 | 9 | 756 | 69 | 13.9 | 1.5 | 629.995 | 31.505 | 5251.367 | 5054.27 |  | 7725.909 | 0.32177 | 0.27959 | 6525.034 | 0.27176 | 0.23613 |  | 4107.6058
12 | 1 | 10 | 791 | 87 | 16.7 | 2.1 | 787.582 | 37.386 | 6465.783 | 6222.595 |  | 10695.2337 | 0.33611 | 0.29392 | 9152.023 | 0.28761 | 0.25151 |  | 5521.1534
12 | 1 | 11 | 846 | 96 | 18.3 | 2.6 | 914.383 | 41.048 | 7417.099 | 7134.296 |  | 13296.74 | 0.342 | 0.30275 | 11568.276 | 0.29754 | 0.26339 |  | 6709.529
12 | 1 | 12 | 833 | 107 | 18.3 | 0 | 931.176 | 54.435 | 7179.835 | 6907.201 |  | 13859.5868 | 0.34267 | 0.30088 | 12066.0226 | 0.29832 | 0.26194 |  | 7034.045
12 | 1 | 13 | 840 | 96 | 18.9 | 1.5 | 885.375 | 45.007 | 7073.652 | 6805.507 |  | 13771.2925 | 0.34265 | 0.30447 | 11976.3428 | 0.29799 | 0.26479 |  | 6919.2011
12 | 1 | 14 | 859 | 74 | 20 | 1.5 | 782.465 | 43.213 | 6275.834 | 6040.188 |  | 12806.515 | 0.33978 | 0.30803 | 11121.0006 | 0.29506 | 0.26749 |  | 6369.2467
12 | 1 | 15 | 776 | 82 | 21.1 | 3.1 | 603.277 | 35.561 | 4926.294 | 4740.681 |  | 9451.8879 | 0.3299 | 0.2868 | 8028.5347 | 0.28022 | 0.24361 |  | 4969.1613
12 | 1 | 16 | 564 | 73 | 20.6 | 0 | 325.128 | 35.994 | 2552.044 | 2439.39 |  | 4760.1931 | 0.30746 | 0.24645 | 3901.7278 | 0.25201 | 0.20201 |  | 2776.9247
12 | 1 | 17 | 0 | 0 | 18.9 | 0 | 0 | 18.9 | 0 | 0 |  | 0 | 0.066356 |  | 0 | 0.055139 |  |  | 0
12 | 1 | 18 | 0 | 0 | 17.2 | 1.5 | 0 | 17.2 | 0 | 0 |  | 0 | 0 |  | 0 | 0 |  |  | 0
12 | 1 | 19 | 0 | 0 | 15.6 | 2.1 | 0 | 15.6 | 0 | 0 |  | 0 | 0 |  | 0 | 0 |  |  | 0
12 | 1 | 20 | 0 | 0 | 14.4 | 1.5 | 0 | 14.4 | 0 | 0 |  | 0 | 0 |  | 0 | 0 |  |  | 0
12 | 1 | 21 | 0 | 0 | 14.4 | 0 | 0 | 14.4 | 0 | 0 |  | 0 | 0 |  | 0 | 0 |  |  | 0
12 | 1 | 22 | 0 | 0 | 12.2 | 2.1 | 0 | 12.2 | 0 | 0 |  | 0 | 0 |  | 0 | 0 |  |  | 0
12 | 1 | 23 | 0 | 0 | 12.8 | 0 | 0 | 12.8 | 0 | 0 |  | 0 | 0 |  | 0 | 0 |  |  | 0
12 | 2 | 0 | 0 | 0 | 11.7 | 0 | 0 | 11.7 | 0 | 0 |  | 0 | 0 |  | 0 | 0 |  |  | 0
12 | 2 | 1 | 0 | 0 | 10.6 | 0 | 0 | 10.6 | 0 | 0 |  | 0 | 0 |  | 0 | 0 |  |  | 0
12 | 2 | 2 | 0 | 0 | 10.6 | 1.5 | 0 | 10.6 | 0 | 0 |  | 0 | 0 |  | 0 | 0 |  |  | 0
12 | 2 | 3 | 0 | 0 | 10 | 3.6 | 0 | 10 | 0 | 0 |  | 0 | 0 |  | 0 | 0 |  |  | 0
12 | 2 | 4 | 0 | 0 | 8.9 | 3.1 | 0 | 8.9 | 0 | 0 |  | 0 | 0 |  | 0 | 0 |  |  | 0
12 | 2 | 5 | 0 | 0 | 8.9 | 2.6 | 0 | 8.9 | 0 | 0 |  | 0 | 0 |  | 0 | 0 |  |  | 0
12 | 2 | 6 | 0 | 0 | 9.4 | 2.6 | 0 | 9.4 | 0 | 0 |  | 0 | 0 |  | 0 | 0 |  |  | 0
12 | 2 | 7 | 27 | 6 | 10.6 | 2.6 | 20.466 | 9.213 | 175.694 | 116.825 |  | 0 | 0 | 0 | 0 | 0 | 0 |  | 49.0576
12 | 2 | 8 | 408 | 77 | 12.2 | 3.6 | 316.256 | 17.884 | 2716.482 | 2599.394 |  | 2311.881 | 0.26943 | 0.18315 | 1964.0707 | 0.2289 | 0.15559 |  | 1674.5192
12 | 2 | 9 | 812 | 59 | 15 | 3.1 | 655.446 | 29.652 | 5497.741 | 5291.7 |  | 8267.5708 | 0.32155 | 0.28697 | 6983.4385 | 0.2716 | 0.2424 |  | 4300.2175
12 | 2 | 10 | 873 | 65 | 17.2 | 2.6 | 819.623 | 37.43 | 6726.625 | 6472.883 |  | 11773.5757 | 0.33597 | 0.30616 | 10072.1853 | 0.28742 | 0.26192 |  | 5874.9974
12 | 2 | 11 | 876 | 87 | 18.9 | 2.1 | 929.771 | 43.534 | 7472.179 | 7186.987 |  | 13743.8266 | 0.34194 | 0.30705 | 11957.6006 | 0.2975 | 0.26714 |  | 6854.2809
12 | 2 | 12 | 869 | 94 | 21.1 | 1.5 | 948.538 | 48.693 | 7477.431 | 7192.011 |  | 14441.9715 | 0.34267 | 0.30675 | 12571.8203 | 0.29829 | 0.26703 |  | 7212.6403
12 | 2 | 13 | 846 | 94 | 21.1 | 1.5 | 888.035 | 47.203 | 7036.2 | 6769.629 |  | 13859.7911 | 0.34265 | 0.30539 | 12052.8905 | 0.29798 | 0.26558 |  | 6946.171
12 | 2 | 14 | 828 | 82 | 22.2 | 0 | 767.968 | 53.11 | 5932.083 | 5709.771 |  | 12341.4121 | 0.33977 | 0.30377 | 10716.873 | 0.29504 | 0.26378 |  | 6209.2879
12 | 2 | 15 | 797 | 67 | 21.7 | 0 | 595.62 | 46.814 | 4662.395 | 4485.841 |  | 9712.7135 | 0.32993 | 0.29471 | 8250.5608 | 0.28026 | 0.25035 |  | 4992.0487
12 | 2 | 16 | 588 | 70 | 21.7 | 2.1 | 335.088 | 30.716 | 2679.67 | 2563.583 |  | 4971.277 | 0.30754 | 0.25057 | 4076.6077 | 0.25219 | 0.20548 |  | 2860.3579
12 | 2 | 17 | 0 | 0 | 21.1 | 1.5 | 0 | 21.1 | 0 | 0 |  | 0 | 0.067644 |  | 0 | 0.056195 |  |  | 0
12 | 2 | 18 | 0 | 0 | 17.8 | 2.1 | 0 | 17.8 | 0 | 0 |  | 0 | 0 |  | 0 | 0 |  |  | 0
12 | 2 | 19 | 0 | 0 | 16.7 | 0 | 0 | 16.7 | 0 | 0 |  | 0 | 0 |  | 0 | 0 |  |  | 0
12 | 2 | 20 | 0 | 0 | 15.6 | 1.5 | 0 | 15.6 | 0 | 0 |  | 0 | 0 |  | 0 | 0 |  |  | 0
12 | 2 | 21 | 0 | 0 | 13.9 | 2.1 | 0 | 13.9 | 0 | 0 |  | 0 | 0 |  | 0 | 0 |  |  | 0
12 | 2 | 22 | 0 | 0 | 13.9 | 2.6 | 0 | 13.9 | 0 | 0 |  | 0 | 0 |  | 0 | 0 |  |  | 0
12 | 2 | 23 | 0 | 0 | 13.3 | 2.1 | 0 | 13.3 | 0 | 0 |  | 0 | 0 |  | 0 | 0 |  |  | 0
12 | 3 | 0 | 0 | 0 | 13.3 | 1.5 | 0 | 13.3 | 0 | 0 |  | 0 | 0 |  | 0 | 0 |  |  | 0
12 | 3 | 1 | 0 | 0 | 12.8 | 2.1 | 0 | 12.8 | 0 | 0 |  | 0 | 0 |  | 0 | 0 |  |  | 0
12 | 3 | 2 | 0 | 0 | 11.7 | 2.6 | 0 | 11.7 | 0 | 0 |  | 0 | 0 |  | 0 | 0 |  |  | 0
12 | 3 | 3 | 0 | 0 | 11.1 | 3.1 | 0 | 11.1 | 0 | 0 |  | 0 | 0 |  | 0 | 0 |  |  | 0
12 | 3 | 4 | 0 | 0 | 10 | 3.6 | 0 | 10 | 0 | 0 |  | 0 | 0 |  | 0 | 0 |  |  | 0
12 | 3 | 5 | 0 | 0 | 10 | 3.6 | 0 | 10 | 0 | 0 |  | 0 | 0 |  | 0 | 0 |  |  | 0
12 | 3 | 6 | 0 | 0 | 9.4 | 3.1 | 0 | 9.4 | 0 | 0 |  | 0 | 0 |  | 0 | 0 |  |  | 0
12 | 3 | 7 | 231 | 5 | 9.4 | 2.6 | 86.228 | 9.705 | 695.437 | 626.449 |  | 0 | 0 | 0 | 0 | 0 | 0 |  | 221.427
12 | 3 | 8 | 645 | 34 | 11.7 | 3.6 | 381.421 | 19.023 | 3235.942 | 3104.242 |  | 3594.9698 | 0.26624 | 0.23515 | 3059.9131 | 0.22661 | 0.20016 |  | 2106.9751
12 | 3 | 9 | 806 | 58 | 15 | 3.6 | 648.632 | 28.956 | 5453.345 | 5248.931 |  | 8175.8923 | 0.32131 | 0.28697 | 6906.7758 | 0.27144 | 0.24243 |  | 4251.5902
12 | 3 | 10 | 885 | 62 | 17.2 | 3.6 | 824.443 | 35.536 | 6812.669 | 6555.394 |  | 11904.644 | 0.33583 | 0.30759 | 10181.8584 | 0.28723 | 0.26308 |  | 5917.268
12 | 3 | 11 | 905 | 90 | 17.8 | 0 | 959.023 | 54.33 | 7395.718 | 7113.839 |  | 14173.9032 | 0.34189 | 0.30691 | 12332.0854 | 0.29746 | 0.26703 |  | 7071.4115
12 | 3 | 12 | 881 | 95 | 19.4 | 1.5 | 960.316 | 47.497 | 7604.753 | 7313.771 |  | 14625.1247 | 0.34267 | 0.30681 | 12730.0656 | 0.29827 | 0.26706 |  | 7302.7046
12 | 3 | 13 | 914 | 86 | 20.6 | 3.6 | 938.493 | 41.936 | 7584.386 | 7294.297 |  | 14963.8877 | 0.34265 | 0.31054 | 13012.6534 | 0.29797 | 0.27005 |  | 7396.0836
12 | 3 | 14 | 834 | 80 | 21.1 | 2.1 | 770.459 | 42.085 | 6205.964 | 5973.061 |  | 12428.7548 | 0.33976 | 0.30477 | 10792.548 | 0.29503 | 0.26465 |  | 6236.1347
12 | 3 | 15 | 680 | 85 | 21.1 | 3.1 | 547.63 | 34.267 | 4495.54 | 4324.591 |  | 8291.9312 | 0.32996 | 0.2802 | 7044.1385 | 0.2803 | 0.23804 |  | 4445.2428
12 | 3 | 16 | 554 | 76 | 20.6 | 1.5 | 322.085 | 30.121 | 2584.483 | 2470.961 |  | 4692.4644 | 0.30762 | 0.24384 | 3849.8668 | 0.25238 | 0.20006 |  | 2763.3598
12 | 3 | 17 | 0 | 0 | 19.4 | 1.5 | 0 | 19.4 | 0 | 0 |  | 0 | 0.069008 |  | 0 | 0.057317 |  |  | 0
12 | 3 | 18 | 0 | 0 | 19.4 | 2.6 | 0 | 19.4 | 0 | 0 |  | 0 | 0 |  | 0 | 0 |  |  | 0
12 | 3 | 19 | 0 | 0 | 17.8 | 0 | 0 | 17.8 | 0 | 0 |  | 0 | 0 |  | 0 | 0 |  |  | 0
12 | 3 | 20 | 0 | 0 | 17.2 | 2.1 | 0 | 17.2 | 0 | 0 |  | 0 | 0 |  | 0 | 0 |  |  | 0
12 | 3 | 21 | 0 | 0 | 16.7 | 2.6 | 0 | 16.7 | 0 | 0 |  | 0 | 0 |  | 0 | 0 |  |  | 0
12 | 3 | 22 | 0 | 0 | 16.1 | 3.1 | 0 | 16.1 | 0 | 0 |  | 0 | 0 |  | 0 | 0 |  |  | 0
12 | 3 | 23 | 0 | 0 | 15.6 | 4.6 | 0 | 15.6 | 0 | 0 |  | 0 | 0 |  | 0 | 0 |  |  | 0
12 | 4 | 0 | 0 | 0 | 15 | 3.1 | 0 | 15 | 0 | 0 |  | 0 | 0 |  | 0 | 0 |  |  | 0
12 | 4 | 1 | 0 | 0 | 14.4 | 4.6 | 0 | 14.4 | 0 | 0 |  | 0 | 0 |  | 0 | 0 |  |  | 0
12 | 4 | 2 | 0 | 0 | 14.4 | 4.1 | 0 | 14.4 | 0 | 0 |  | 0 | 0 |  | 0 | 0 |  |  | 0
12 | 4 | 3 | 0 | 0 | 13.9 | 3.6 | 0 | 13.9 | 0 | 0 |  | 0 | 0 |  | 0 | 0 |  |  | 0
12 | 4 | 4 | 0 | 0 | 12.2 | 3.1 | 0 | 12.2 | 0 | 0 |  | 0 | 0 |  | 0 | 0 |  |  | 0
12 | 4 | 5 | 0 | 0 | 11.7 | 3.6 | 0 | 11.7 | 0 | 0 |  | 0 | 0 |  | 0 | 0 |  |  | 0
12 | 4 | 6 | 0 | 0 | 11.1 | 0 | 0 | 11.1 | 0 | 0 |  | 0 | 0 |  | 0 | 0 |  |  | 0
12 | 4 | 7 | 34 | 5 | 11.1 | 2.6 | 20.867 | 9.733 | 176.409 | 117.526 |  | 0 | 0 | 0 | 0 | 0 | 0 |  | 49.8108
12 | 4 | 8 | 0 | 48 | 11.1 | 2.1 | 42.959 | 10.307 | 388.447 | 325.547 |  | 0 | 0.26288 | 0 | 0 | 0.22417 | 0 |  | 288.6832
12 | 4 | 9 | 0 | 53 | 11.1 | 2.6 | 47.199 | 10.547 | 426.447 | 362.811 |  | 0 | 0.32107 | 0 | 0 | 0.27126 | 0 |  | 344.7941
12 | 4 | 10 | 0 | 81 | 11.7 | 1.5 | 72.316 | 11.827 | 650.589 | 582.51 |  | 0 | 0.33569 | 0 | 0 | 0.28705 | 0 |  | 537.6836
12 | 4 | 11 | 0 | 122 | 11.1 | 8.2 | 111.563 | 11.773 | 1003.857 | 928.429 |  | 0 | 0.34183 | 0 | 0 | 0.29742 | 0 |  | 813.9126
12 | 4 | 12 | 0 | 92 | 11.1 | 7.7 | 82.327 | 11.394 | 741.728 | 671.794 |  | 0 | 0.34267 | 0 | 0 | 0.29824 | 0 |  | 614.3869
12 | 4 | 13 | 0 | 99 | 11.1 | 5.7 | 89.204 | 11.551 | 803.262 | 732.059 |  | 0 | 0.34264 | 0 | 0 | 0.29796 | 0 |  | 661.011
12 | 4 | 14 | 0 | 73 | 11.7 | 7.2 | 65.127 | 11.719 | 586.131 | 519.347 |  | 0 | 0.33976 | 0 | 0 | 0.29503 | 0 |  | 486.4578
12 | 4 | 15 | 0 | 65 | 12.2 | 3.6 | 58.196 | 12.036 | 523.191 | 457.658 |  | 0 | 0.32999 | 0 | 0 | 0.28036 | 0 |  | 429.3956
12 | 4 | 16 | 0 | 93 | 10 | 6.7 | 115.672 | 10.807 | 1044.195 | 967.901 |  | 0 | 0.30772 | 0 | 0 | 0.2526 | 0 |  | 593.8554
12 | 4 | 17 | 0 | 0 | 11.1 | 6.2 | 0 | 11.1 | 0 | 0 |  | 0 | 0.07045 |  | 0 | 0.05851 |  |  | 0
12 | 4 | 18 | 0 | 0 | 10.6 | 3.6 | 0 | 10.6 | 0 | 0 |  | 0 | 0 |  | 0 | 0 |  |  | 0
12 | 4 | 19 | 0 | 0 | 10 | 1.5 | 0 | 10 | 0 | 0 |  | 0 | 0 |  | 0 | 0 |  |  | 0
12 | 4 | 20 | 0 | 0 | 9.4 | 2.1 | 0 | 9.4 | 0 | 0 |  | 0 | 0 |  | 0 | 0 |  |  | 0
12 | 4 | 21 | 0 | 0 | 8.9 | 1.5 | 0 | 8.9 | 0 | 0 |  | 0 | 0 |  | 0 | 0 |  |  | 0
12 | 4 | 22 | 0 | 0 | 8.3 | 2.6 | 0 | 8.3 | 0 | 0 |  | 0 | 0 |  | 0 | 0 |  |  | 0
12 | 4 | 23 | 0 | 0 | 7.8 | 3.6 | 0 | 7.8 | 0 | 0 |  | 0 | 0 |  | 0 | 0 |  |  | 0
12 | 5 | 0 | 0 | 0 | 7.2 | 3.1 | 0 | 7.2 | 0 | 0 |  | 0 | 0 |  | 0 | 0 |  |  | 0
12 | 5 | 1 | 0 | 0 | 7.2 | 2.1 | 0 | 7.2 | 0 | 0 |  | 0 | 0 |  | 0 | 0 |  |  | 0
12 | 5 | 2 | 0 | 0 | 6.7 | 2.1 | 0 | 6.7 | 0 | 0 |  | 0 | 0 |  | 0 | 0 |  |  | 0
12 | 5 | 3 | 0 | 0 | 6.1 | 1.5 | 0 | 6.1 | 0 | 0 |  | 0 | 0 |  | 0 | 0 |  |  | 0
12 | 5 | 4 | 0 | 0 | 6.1 | 1.5 | 0 | 6.1 | 0 | 0 |  | 0 | 0 |  | 0 | 0 |  |  | 0
12 | 5 | 5 | 0 | 0 | 6.1 | 0 | 0 | 6.1 | 0 | 0 |  | 0 | 0 |  | 0 | 0 |  |  | 0
12 | 5 | 6 | 0 | 0 | 5.6 | 1.5 | 0 | 5.6 | 0 | 0 |  | 0 | 0 |  | 0 | 0 |  |  | 0
12 | 5 | 7 | 230 | 3 | 6.7 | 2.6 | 81.841 | 6.857 | 662.139 | 593.827 |  | 0 | 0 | 0 | 0 | 0 | 0 |  | 205.4349
12 | 5 | 8 | 682 | 31 | 8.3 | 1.5 | 393.685 | 18.15 | 3345.011 | 3210.126 |  | 3668.3019 | 0.25935 | 0.23259 | 3133.7741 | 0.22156 | 0.1987 |  | 2173.8277
12 | 5 | 9 | 844 | 52 | 10 | 2.6 | 658.604 | 25.879 | 5594.896 | 5385.271 |  | 8496.8269 | 0.32083 | 0.29084 | 7178.9707 | 0.27107 | 0.24573 |  | 4367.5794
12 | 5 | 10 | 837 | 77 | 12.2 | 2.1 | 808.843 | 33.687 | 6728.764 | 6474.934 |  | 11201.0697 | 0.33555 | 0.2993 | 9575.8961 | 0.28686 | 0.25588 |  | 5694.5708
12 | 5 | 11 | 875 | 86 | 13.9 | 4.6 | 924.605 | 32.789 | 7729.126 | 7432.658 |  | 13656.9402 | 0.34177 | 0.30707 | 11882.6895 | 0.29737 | 0.26718 |  | 6810.3166
12 | 5 | 12 | 887 | 95 | 15 | 4.1 | 964.667 | 36.073 | 7970.627 | 7663.354 |  | 14693.6734 | 0.34267 | 0.30697 | 12787.5043 | 0.29822 | 0.26714 |  | 7333.7392
12 | 5 | 13 | 822 | 104 | 15.6 | 2.6 | 877.827 | 38.059 | 7196.688 | 6923.338 |  | 13441.8452 | 0.34264 | 0.30078 | 11688.5101 | 0.29795 | 0.26155 |  | 6822.3632
12 | 5 | 14 | 840 | 78 | 16 | 0 | 773.218 | 47.53 | 6101.941 | 5873.09 |  | 12516.6112 | 0.33975 | 0.30577 | 10868.7106 | 0.29502 | 0.26551 |  | 6263.1933
12 | 5 | 15 | 804 | 66 | 16.1 | 0 | 600.647 | 41.783 | 4792.15 | 4611.172 |  | 9818.5826 | 0.33003 | 0.29561 | 8342.4101 | 0.28042 | 0.25116 |  | 5034.1565
12 | 5 | 16 | 588 | 71 | 15.6 | 0 | 337.079 | 31.616 | 2689.667 | 2573.308 |  | 5000.7659 | 0.30782 | 0.25038 | 4107.2816 | 0.25283 | 0.20564 |  | 2881.1381
12 | 5 | 17 | 0 | 0 | 15 | 3.1 | 0 | 15 | 0 | 0 |  | 0 | 0.071974 |  | 0 | 0.059776 |  |  | 0
12 | 5 | 18 | 0 | 0 | 13.3 | 3.6 | 0 | 13.3 | 0 | 0 |  | 0 | 0 |  | 0 | 0 |  |  | 0
12 | 5 | 19 | 0 | 0 | 11.1 | 2.1 | 0 | 11.1 | 0 | 0 |  | 0 | 0 |  | 0 | 0 |  |  | 0
12 | 5 | 20 | 0 | 0 | 11.7 | 2.6 | 0 | 11.7 | 0 | 0 |  | 0 | 0 |  | 0 | 0 |  |  | 0
12 | 5 | 21 | 0 | 0 | 10 | 1.5 | 0 | 10 | 0 | 0 |  | 0 | 0 |  | 0 | 0 |  |  | 0
12 | 5 | 22 | 0 | 0 | 10 | 1.5 | 0 | 10 | 0 | 0 |  | 0 | 0 |  | 0 | 0 |  |  | 0
12 | 5 | 23 | 0 | 0 | 8.9 | 2.6 | 0 | 8.9 | 0 | 0 |  | 0 | 0 |  | 0 | 0 |  |  | 0
12 | 6 | 0 | 0 | 0 | 8.3 | 0 | 0 | 8.3 | 0 | 0 |  | 0 | 0 |  | 0 | 0 |  |  | 0
12 | 6 | 1 | 0 | 0 | 8.3 | 0 | 0 | 8.3 | 0 | 0 |  | 0 | 0 |  | 0 | 0 |  |  | 0
12 | 6 | 2 | 0 | 0 | 7.8 | 0 | 0 | 7.8 | 0 | 0 |  | 0 | 0 |  | 0 | 0 |  |  | 0
12 | 6 | 3 | 0 | 0 | 7.2 | 0 | 0 | 7.2 | 0 | 0 |  | 0 | 0 |  | 0 | 0 |  |  | 0
12 | 6 | 4 | 0 | 0 | 6.7 | 0 | 0 | 6.7 | 0 | 0 |  | 0 | 0 |  | 0 | 0 |  |  | 0
12 | 6 | 5 | 0 | 0 | 6.1 | 0 | 0 | 6.1 | 0 | 0 |  | 0 | 0 |  | 0 | 0 |  |  | 0
12 | 6 | 6 | 0 | 0 | 6.1 | 0 | 0 | 6.1 | 0 | 0 |  | 0 | 0 |  | 0 | 0 |  |  | 0
12 | 6 | 7 | 209 | 3 | 7.8 | 0 | 74.851 | 7.144 | 605.443 | 538.272 |  | 0 | 0 | 0 | 0 | 0 | 0 |  | 184.6824
12 | 6 | 8 | 675 | 30 | 9.4 | 1.5 | 387.55 | 19.03 | 3281.27 | 3148.252 |  | 3561.8069 | 0.25565 | 0.22969 | 3048.0796 | 0.21878 | 0.19656 |  | 2135.3208
12 | 6 | 9 | 804 | 58 | 12.2 | 3.1 | 643.177 | 26.796 | 5446.903 | 5242.725 |  | 8063.2324 | 0.32057 | 0.28595 | 6812.8525 | 0.27086 | 0.24161 |  | 4202.4602
12 | 6 | 10 | 901 | 59 | 13.3 | 2.1 | 829.935 | 35.221 | 6864.934 | 6605.5 |  | 12026.6361 | 0.3354 | 0.30873 | 10279.6226 | 0.28668 | 0.26389 |  | 5958.8937
12 | 6 | 11 | 923 | 74 | 15 | 3.6 | 943.27 | 36.357 | 7783.625 | 7484.735 |  | 14381.8999 | 0.34171 | 0.31284 | 12513.5661 | 0.29732 | 0.2722 |  | 7062.2092
12 | 6 | 12 | 893 | 93 | 16.7 | 3.1 | 967.222 | 39.844 | 7881.937 | 7578.654 |  | 14778.3384 | 0.34267 | 0.30782 | 12860.1577 | 0.29819 | 0.26787 |  | 7358.8883
12 | 6 | 13 | 828 | 102 | 18.3 | 2.1 | 880.717 | 42.186 | 7111.04 | 6841.318 |  | 13533.0345 | 0.34264 | 0.30173 | 11767.5792 | 0.29794 | 0.26237 |  | 6850.5745
12 | 6 | 14 | 847 | 76 | 18.3 | 1.5 | 776.573 | 41.429 | 6270.454 | 6035.019 |  | 12621.473 | 0.33976 | 0.3068 | 10959.8123 | 0.29503 | 0.26641 |  | 6297.957
12 | 6 | 15 | 804 | 66 | 18.9 | 2.1 | 601.314 | 35.288 | 4913.733 | 4728.558 |  | 9827.2041 | 0.33008 | 0.29567 | 8350.5219 | 0.28048 | 0.25124 |  | 5037.819
12 | 6 | 16 | 588 | 71 | 18.3 | 2.1 | 337.802 | 27.422 | 2736.942 | 2619.297 |  | 5011.9185 | 0.30794 | 0.25056 | 4118.9008 | 0.25307 | 0.20591 |  | 2886.4928
12 | 6 | 17 | 0 | 0 | 16.7 | 2.1 | 0 | 16.7 | 0 | 0 |  | 0 | 0.073586 |  | 0 | 0.061121 |  |  | 0
12 | 6 | 18 | 0 | 0 | 15 | 0 | 0 | 15 | 0 | 0 |  | 0 | 0 |  | 0 | 0 |  |  | 0
12 | 6 | 19 | 0 | 0 | 14.4 | 0 | 0 | 14.4 | 0 | 0 |  | 0 | 0 |  | 0 | 0 |  |  | 0
12 | 6 | 20 | 0 | 0 | 12.8 | 0 | 0 | 12.8 | 0 | 0 |  | 0 | 0 |  | 0 | 0 |  |  | 0
12 | 6 | 21 | 0 | 0 | 12.8 | 1.5 | 0 | 12.8 | 0 | 0 |  | 0 | 0 |  | 0 | 0 |  |  | 0
12 | 6 | 22 | 0 | 0 | 11.1 | 2.6 | 0 | 11.1 | 0 | 0 |  | 0 | 0 |  | 0 | 0 |  |  | 0
12 | 6 | 23 | 0 | 0 | 10.6 | 0 | 0 | 10.6 | 0 | 0 |  | 0 | 0 |  | 0 | 0 |  |  | 0
12 | 7 | 0 | 0 | 0 | 9.4 | 1.5 | 0 | 9.4 | 0 | 0 |  | 0 | 0 |  | 0 | 0 |  |  | 0
12 | 7 | 1 | 0 | 0 | 9.4 | 2.1 | 0 | 9.4 | 0 | 0 |  | 0 | 0 |  | 0 | 0 |  |  | 0
12 | 7 | 2 | 0 | 0 | 8.3 | 2.6 | 0 | 8.3 | 0 | 0 |  | 0 | 0 |  | 0 | 0 |  |  | 0
12 | 7 | 3 | 0 | 0 | 8.3 | 1.5 | 0 | 8.3 | 0 | 0 |  | 0 | 0 |  | 0 | 0 |  |  | 0
12 | 7 | 4 | 0 | 0 | 8.3 | 2.6 | 0 | 8.3 | 0 | 0 |  | 0 | 0 |  | 0 | 0 |  |  | 0
12 | 7 | 5 | 0 | 0 | 7.2 | 2.6 | 0 | 7.2 | 0 | 0 |  | 0 | 0 |  | 0 | 0 |  |  | 0
12 | 7 | 6 | 0 | 0 | 7.2 | 3.6 | 0 | 7.2 | 0 | 0 |  | 0 | 0 |  | 0 | 0 |  |  | 0
12 | 7 | 7 | 191 | 3 | 7.2 | 2.6 | 68.852 | 7.023 | 557.528 | 491.314 |  | 0 | 0 | 0 | 0 | 0 | 0 |  | 166.9477
12 | 7 | 8 | 566 | 42 | 8.9 | 2.1 | 351.124 | 16.69 | 3004.052 | 2878.989 |  | 2927.2345 | 0.25178 | 0.21164 | 2509.1689 | 0.21582 | 0.18141 |  | 1881.2208
12 | 7 | 9 | 668 | 84 | 11.7 | 2.1 | 583.39 | 26.507 | 4948.911 | 4762.511 |  | 6673.5692 | 0.32031 | 0.26436 | 5638.7002 | 0.27064 | 0.22336 |  | 3713.3833
12 | 7 | 10 | 878 | 71 | 13.3 | 0 | 825.195 | 44.984 | 6583.898 | 6335.96 |  | 11689.7378 | 0.33526 | 0.30288 | 9989.779 | 0.2865 | 0.25883 |  | 5884.296
12 | 7 | 11 | 941 | 71 | 16.1 | 2.6 | 954.841 | 39.981 | 7774.88 | 7476.379 |  | 14638.146 | 0.34165 | 0.31431 | 12736.554 | 0.29727 | 0.27348 |  | 7160.1529
12 | 7 | 12 | 953 | 73 | 17.2 | 0 | 988.009 | 55.27 | 7592.578 | 7302.13 |  | 15756.2354 | 0.34267 | 0.3163 | 13710.1004 | 0.29817 | 0.27523 |  | 7671.0879
12 | 7 | 13 | 920 | 74 | 20 | 2.1 | 919.443 | 44.802 | 7350.87 | 7070.925 |  | 15029.8013 | 0.34264 | 0.31476 | 13068.8737 | 0.29793 | 0.27369 |  | 7345.9788
12 | 7 | 14 | 903 | 67 | 19.4 | 1.5 | 802.64 | 43.286 | 6435.517 | 6193.54 |  | 13457.5029 | 0.33976 | 0.31205 | 11685.9031 | 0.29503 | 0.27097 |  | 6621.5319
12 | 7 | 15 | 667 | 90 | 20.6 | 1.5 | 547.098 | 37.246 | 4444.865 | 4275.6 |  | 8160.5508 | 0.33013 | 0.27715 | 6935.0169 | 0.28055 | 0.23553 |  | 4415.6054
12 | 7 | 16 | 552 | 75 | 20 | 2.1 | 323.668 | 28.575 | 2615.195 | 2500.85 |  | 4716.1627 | 0.30807 | 0.24504 | 3878.292 | 0.25334 | 0.20151 |  | 2768.3969
12 | 7 | 17 | 0 | 0 | 17.8 | 0 | 0 | 17.8 | 0 | 0 |  | 0 | 0.07529 |  | 0 | 0.062549 |  |  | 0
12 | 7 | 18 | 0 | 0 | 16.7 | 2.1 | 0 | 16.7 | 0 | 0 |  | 0 | 0 |  | 0 | 0 |  |  | 0
12 | 7 | 19 | 0 | 0 | 15 | 0 | 0 | 15 | 0 | 0 |  | 0 | 0 |  | 0 | 0 |  |  | 0
12 | 7 | 20 | 0 | 0 | 14.4 | 1.5 | 0 | 14.4 | 0 | 0 |  | 0 | 0 |  | 0 | 0 |  |  | 0
12 | 7 | 21 | 0 | 0 | 15.6 | 2.6 | 0 | 15.6 | 0 | 0 |  | 0 | 0 |  | 0 | 0 |  |  | 0
12 | 7 | 22 | 0 | 0 | 15.6 | 5.2 | 0 | 15.6 | 0 | 0 |  | 0 | 0 |  | 0 | 0 |  |  | 0
12 | 7 | 23 | 0 | 0 | 15 | 2.6 | 0 | 15 | 0 | 0 |  | 0 | 0 |  | 0 | 0 |  |  | 0
12 | 8 | 0 | 0 | 0 | 15 | 3.6 | 0 | 15 | 0 | 0 |  | 0 | 0 |  | 0 | 0 |  |  | 0
12 | 8 | 1 | 0 | 0 | 13.3 | 5.2 | 0 | 13.3 | 0 | 0 |  | 0 | 0 |  | 0 | 0 |  |  | 0
12 | 8 | 2 | 0 | 0 | 14.4 | 2.6 | 0 | 14.4 | 0 | 0 |  | 0 | 0 |  | 0 | 0 |  |  | 0
12 | 8 | 3 | 0 | 0 | 11.1 | 5.2 | 0 | 11.1 | 0 | 0 |  | 0 | 0 |  | 0 | 0 |  |  | 0
12 | 8 | 4 | 0 | 0 | 10 | 2.6 | 0 | 10 | 0 | 0 |  | 0 | 0 |  | 0 | 0 |  |  | 0
12 | 8 | 5 | 0 | 0 | 10.6 | 1.5 | 0 | 10.6 | 0 | 0 |  | 0 | 0 |  | 0 | 0 |  |  | 0
12 | 8 | 6 | 0 | 0 | 11.7 | 3.1 | 0 | 11.7 | 0 | 0 |  | 0 | 0 |  | 0 | 0 |  |  | 0
12 | 8 | 7 | 149 | 3 | 10 | 2.1 | 54.982 | 9.448 | 442.906 | 378.949 |  | 0 | 0 | 0 | 0 | 0 | 0 |  | 130.6369
12 | 8 | 8 | 565 | 39 | 12.8 | 3.6 | 346.06 | 19.245 | 2932.798 | 2809.737 |  | 2861.124 | 0.24773 | 0.21042 | 2456.297 | 0.21268 | 0.18065 |  | 1850.0256
12 | 8 | 9 | 775 | 57 | 15 | 5.7 | 619.309 | 25.495 | 5267.616 | 5069.936 |  | 7712.6444 | 0.32005 | 0.28469 | 6516.4483 | 0.27041 | 0.24054 |  | 4032.6506
12 | 8 | 10 | 837 | 70 | 16.1 | 5.2 | 796.388 | 30.974 | 6689.023 | 6436.817 |  | 11115.6231 | 0.33511 | 0.30168 | 9497.464 | 0.28632 | 0.25777 |  | 5613.4603
12 | 8 | 11 | 857 | 95 | 16.7 | 4.6 | 916.561 | 35.401 | 7589.645 | 7299.326 |  | 13309.8412 | 0.34159 | 0.30283 | 11580.7676 | 0.29722 | 0.26349 |  | 6714.3431
12 | 8 | 12 | 730 | 148 | 17.8 | 5.7 | 885.881 | 33.908 | 7377.618 | 7096.52 |  | 12058.31 | 0.34267 | 0.28069 | 10491.6638 | 0.29815 | 0.24422 |  | 6485.8941
12 | 8 | 13 | 638 | 149 | 18.9 | 6.2 | 772.145 | 32.213 | 6466.76 | 6223.534 |  | 10418.61 | 0.34263 | 0.27253 | 9059.1796 | 0.29793 | 0.23697 |  | 5744.5427
12 | 8 | 14 | 651 | 126 | 20 | 5.2 | 686.089 | 33.047 | 5715.238 | 5501.129 |  | 9703.7325 | 0.33977 | 0.27587 | 8426.442 | 0.29505 | 0.23956 |  | 5292.1755
12 | 8 | 15 | 666 | 90 | 20 | 4.1 | 547.125 | 31.758 | 4534.685 | 4362.43 |  | 8156.9139 | 0.33019 | 0.27717 | 6932.6871 | 0.28063 | 0.23557 |  | 4413.5328
12 | 8 | 16 | 619 | 95 | 19.4 | 3.1 | 389.851 | 28.412 | 3163.643 | 3034.032 |  | 5301.7441 | 0.30821 | 0.23893 | 4362.7433 | 0.25362 | 0.19662 |  | 3180.3027
12 | 8 | 17 | 0 | 0 | 18.3 | 2.1 | 0 | 18.3 | 0 | 0 |  | 0 | 0.077092 |  | 0 | 0.064066 |  |  | 0
12 | 8 | 18 | 0 | 0 | 15.6 | 1.5 | 0 | 15.6 | 0 | 0 |  | 0 | 0 |  | 0 | 0 |  |  | 0
12 | 8 | 19 | 0 | 0 | 15 | 0 | 0 | 15 | 0 | 0 |  | 0 | 0 |  | 0 | 0 |  |  | 0
12 | 8 | 20 | 0 | 0 | 13.3 | 3.1 | 0 | 13.3 | 0 | 0 |  | 0 | 0 |  | 0 | 0 |  |  | 0
12 | 8 | 21 | 0 | 0 | 13.3 | 4.6 | 0 | 13.3 | 0 | 0 |  | 0 | 0 |  | 0 | 0 |  |  | 0
12 | 8 | 22 | 0 | 0 | 13.9 | 5.7 | 0 | 13.9 | 0 | 0 |  | 0 | 0 |  | 0 | 0 |  |  | 0
12 | 8 | 23 | 0 | 0 | 11.7 | 3.1 | 0 | 11.7 | 0 | 0 |  | 0 | 0 |  | 0 | 0 |  |  | 0
12 | 9 | 0 | 0 | 0 | 11.1 | 4.1 | 0 | 11.1 | 0 | 0 |  | 0 | 0 |  | 0 | 0 |  |  | 0
12 | 9 | 1 | 0 | 0 | 10 | 4.1 | 0 | 10 | 0 | 0 |  | 0 | 0 |  | 0 | 0 |  |  | 0
12 | 9 | 2 | 0 | 0 | 10 | 3.1 | 0 | 10 | 0 | 0 |  | 0 | 0 |  | 0 | 0 |  |  | 0
12 | 9 | 3 | 0 | 0 | 8.9 | 1.5 | 0 | 8.9 | 0 | 0 |  | 0 | 0 |  | 0 | 0 |  |  | 0
12 | 9 | 4 | 0 | 0 | 9.4 | 3.1 | 0 | 9.4 | 0 | 0 |  | 0 | 0 |  | 0 | 0 |  |  | 0
12 | 9 | 5 | 0 | 0 | 8.9 | 2.1 | 0 | 8.9 | 0 | 0 |  | 0 | 0 |  | 0 | 0 |  |  | 0
12 | 9 | 6 | 0 | 0 | 7.8 | 1.5 | 0 | 7.8 | 0 | 0 |  | 0 | 0 |  | 0 | 0 |  |  | 0
12 | 9 | 7 | 193 | 2 | 7.8 | 2.6 | 67.335 | 7.591 | 541.706 | 475.806 |  | 0 | 0 | 0 | 0 | 0 | 0 |  | 158.6479
12 | 9 | 8 | 589 | 38 | 11.7 | 3.1 | 355.775 | 18.724 | 3018.082 | 2892.622 |  | 2917.4723 | 0.24351 | 0.20875 | 2508.2447 | 0.20935 | 0.17947 |  | 1901.9147
12 | 9 | 9 | 757 | 59 | 14.4 | 3.1 | 608.229 | 28.066 | 5126.454 | 4933.813 |  | 7504.302 | 0.31977 | 0.28249 | 6340.0075 | 0.27016 | 0.23866 |  | 3948.2625
12 | 9 | 10 | 754 | 94 | 17.2 | 4.1 | 760.629 | 33.339 | 6335.342 | 6097.346 |  | 9988.1879 | 0.33496 | 0.28739 | 8532.7199 | 0.28615 | 0.24552 |  | 5251.9252
12 | 9 | 11 | 857 | 96 | 17.8 | 4.1 | 916.913 | 37.481 | 7535.087 | 7247.156 |  | 13288.7226 | 0.34153 | 0.30236 | 11562.2928 | 0.29716 | 0.26308 |  | 6712.2228
12 | 9 | 12 | 772 | 126 | 19.4 | 4.6 | 898.845 | 37.955 | 7375.959 | 7094.934 |  | 12741.0167 | 0.34267 | 0.29091 | 11084.9574 | 0.29813 | 0.2531 |  | 6650.176
12 | 9 | 13 | 822 | 100 | 21.1 | 6.2 | 872.897 | 36.176 | 7205.573 | 6931.845 |  | 13418.6266 | 0.34263 | 0.30213 | 11667.6228 | 0.29792 | 0.26271 |  | 6785.0543
12 | 9 | 14 | 771 | 103 | 21.7 | 4.6 | 754.836 | 37.299 | 6190.127 | 5957.843 |  | 11495.406 | 0.33978 | 0.29296 | 9982.5206 | 0.29506 | 0.2544 |  | 5960.8734
12 | 9 | 15 | 776 | 84 | 22.2 | 3.1 | 610.685 | 36.747 | 4968.477 | 4781.394 |  | 9515.0135 | 0.33025 | 0.28641 | 8087.9005 | 0.28072 | 0.24345 |  | 5009.2297
12 | 9 | 16 | 526 | 76 | 20.6 | 4.1 | 333.392 | 27.662 | 2714.16 | 2597.136 |  | 4516.9712 | 0.30836 | 0.24235 | 3719.5628 | 0.25393 | 0.19957 |  | 2677.7932
12 | 9 | 17 | 0 | 0 | 18.3 | 2.6 | 0 | 18.3 | 0 | 0 |  | 0 | 0.078998 |  | 0 | 0.065679 |  |  | 0
12 | 9 | 18 | 0 | 0 | 16.1 | 5.2 | 0 | 16.1 | 0 | 0 |  | 0 | 0 |  | 0 | 0 |  |  | 0
12 | 9 | 19 | 0 | 0 | 15 | 3.6 | 0 | 15 | 0 | 0 |  | 0 | 0 |  | 0 | 0 |  |  | 0
12 | 9 | 20 | 0 | 0 | 13.3 | 4.6 | 0 | 13.3 | 0 | 0 |  | 0 | 0 |  | 0 | 0 |  |  | 0
12 | 9 | 21 | 0 | 0 | 13.9 | 2.1 | 0 | 13.9 | 0 | 0 |  | 0 | 0 |  | 0 | 0 |  |  | 0
12 | 9 | 22 | 0 | 0 | 13.3 | 2.1 | 0 | 13.3 | 0 | 0 |  | 0 | 0 |  | 0 | 0 |  |  | 0
12 | 9 | 23 | 0 | 0 | 11.1 | 3.1 | 0 | 11.1 | 0 | 0 |  | 0 | 0 |  | 0 | 0 |  |  | 0
12 | 10 | 0 | 0 | 0 | 12.8 | 4.1 | 0 | 12.8 | 0 | 0 |  | 0 | 0 |  | 0 | 0 |  |  | 0
12 | 10 | 1 | 0 | 0 | 11.7 | 3.6 | 0 | 11.7 | 0 | 0 |  | 0 | 0 |  | 0 | 0 |  |  | 0
12 | 10 | 2 | 0 | 0 | 11.1 | 3.6 | 0 | 11.1 | 0 | 0 |  | 0 | 0 |  | 0 | 0 |  |  | 0
12 | 10 | 3 | 0 | 0 | 11.1 | 2.6 | 0 | 11.1 | 0 | 0 |  | 0 | 0 |  | 0 | 0 |  |  | 0
12 | 10 | 4 | 0 | 0 | 10 | 4.6 | 0 | 10 | 0 | 0 |  | 0 | 0 |  | 0 | 0 |  |  | 0
12 | 10 | 5 | 0 | 0 | 10.6 | 2.6 | 0 | 10.6 | 0 | 0 |  | 0 | 0 |  | 0 | 0 |  |  | 0
12 | 10 | 6 | 0 | 0 | 9.4 | 0 | 0 | 9.4 | 0 | 0 |  | 0 | 0 |  | 0 | 0 |  |  | 0
12 | 10 | 7 | 0 | 1 | 9.4 | 1.5 | 0.883 | 7.084 | 8.069 | 0 |  | 0 | 0 | 0 | 0 | 0 | 0 |  | 3.9915
12 | 10 | 8 | 15 | 65 | 12.2 | 2.1 | 70.175 | 12.11 | 627.877 | 560.256 |  | 72.598 | 0.23911 | 0.019536 | 62.495 | 0.20583 | 0.016817 |  | 430.2454
12 | 10 | 9 | 0 | 53 | 12.2 | 6.2 | 47.198 | 11.893 | 424.527 | 360.928 |  | 0 | 0.3195 | 0 | 0 | 0.2699 | 0 |  | 344.0276
12 | 10 | 10 | 573 | 190 | 13.9 | 7.7 | 716.043 | 23.778 | 6172.237 | 5940.651 |  | 7571.5975 | 0.33481 | 0.23233 | 6467.2416 | 0.28597 | 0.19844 |  | 4770.0621
12 | 10 | 11 | 672 | 143 | 14.4 | 8.2 | 809.632 | 25.854 | 6937.13 | 6674.7 |  | 10403.9432 | 0.34147 | 0.27396 | 9052.1711 | 0.2971 | 0.23837 |  | 5708.2725
12 | 10 | 12 | 706 | 139 | 15 | 8.8 | 852.544 | 26.611 | 7287.068 | 7009.862 |  | 11642.1823 | 0.34267 | 0.28208 | 10128.3483 | 0.29811 | 0.2454 |  | 6235.9599
12 | 10 | 13 | 785 | 113 | 15 | 4.6 | 861.138 | 32.688 | 7199.058 | 6925.607 |  | 12810.816 | 0.34263 | 0.29571 | 11139.0276 | 0.29792 | 0.25712 |  | 6594.756
12 | 10 | 14 | 726 | 108 | 15.6 | 5.2 | 725.763 | 29.507 | 6121.879 | 5892.254 |  | 10828.0352 | 0.3398 | 0.28847 | 9403.2686 | 0.29509 | 0.25051 |  | 5687.8152
12 | 10 | 15 | 570 | 101 | 15.6 | 6.2 | 498.899 | 23.977 | 4254.289 | 4091.276 |  | 6997.7156 | 0.33032 | 0.26419 | 5948.8916 | 0.28081 | 0.22459 |  | 3942.8004
12 | 10 | 16 | 512 | 76 | 15 | 3.1 | 328.165 | 22.462 | 2722.799 | 2605.539 |  | 4408.7923 | 0.30853 | 0.24119 | 3633.1391 | 0.25425 | 0.19875 |  | 2625.0653
12 | 10 | 17 | 0 | 0 | 14.4 | 0 | 0 | 14.4 | 0 | 0 |  | 0 | 0.081013 |  | 0 | 0.067392 |  |  | 0
12 | 10 | 18 | 0 | 0 | 13.3 | 0 | 0 | 13.3 | 0 | 0 |  | 0 | 0 |  | 0 | 0 |  |  | 0
12 | 10 | 19 | 0 | 0 | 12.2 | 3.1 | 0 | 12.2 | 0 | 0 |  | 0 | 0 |  | 0 | 0 |  |  | 0
12 | 10 | 20 | 0 | 0 | 10.6 | 2.6 | 0 | 10.6 | 0 | 0 |  | 0 | 0 |  | 0 | 0 |  |  | 0
12 | 10 | 21 | 0 | 0 | 10 | 2.1 | 0 | 10 | 0 | 0 |  | 0 | 0 |  | 0 | 0 |  |  | 0
12 | 10 | 22 | 0 | 0 | 9.4 | 0 | 0 | 9.4 | 0 | 0 |  | 0 | 0 |  | 0 | 0 |  |  | 0
12 | 10 | 23 | 0 | 0 | 8.9 | 2.6 | 0 | 8.9 | 0 | 0 |  | 0 | 0 |  | 0 | 0 |  |  | 0
12 | 11 | 0 | 0 | 0 | 8.3 | 2.6 | 0 | 8.3 | 0 | 0 |  | 0 | 0 |  | 0 | 0 |  |  | 0
12 | 11 | 1 | 0 | 0 | 8.3 | 2.6 | 0 | 8.3 | 0 | 0 |  | 0 | 0 |  | 0 | 0 |  |  | 0
12 | 11 | 2 | 0 | 0 | 8.9 | 2.1 | 0 | 8.9 | 0 | 0 |  | 0 | 0 |  | 0 | 0 |  |  | 0
12 | 11 | 3 | 0 | 0 | 8.3 | 6.2 | 0 | 8.3 | 0 | 0 |  | 0 | 0 |  | 0 | 0 |  |  | 0
12 | 11 | 4 | 0 | 0 | 8.3 | 3.1 | 0 | 8.3 | 0 | 0 |  | 0 | 0 |  | 0 | 0 |  |  | 0
12 | 11 | 5 | 0 | 0 | 8.3 | 2.6 | 0 | 8.3 | 0 | 0 |  | 0 | 0 |  | 0 | 0 |  |  | 0
12 | 11 | 6 | 0 | 0 | 8.3 | 3.6 | 0 | 8.3 | 0 | 0 |  | 0 | 0 |  | 0 | 0 |  |  | 0
12 | 11 | 7 | 70 | 3 | 8.3 | 4.6 | 30.328 | 7.413 | 250.417 | 190.15 |  | 0 | 0 | 0 | 0 | 0 | 0 |  | 64.4129
12 | 11 | 8 | 0 | 36 | 8.3 | 5.7 | 32.02 | 7.607 | 292.138 | 231.082 |  | 0 | 0.23454 | 0 | 0 | 0.20213 | 0 |  | 214.5184
12 | 11 | 9 | 0 | 81 | 8.9 | 4.1 | 73.609 | 8.974 | 668.54 | 600.098 |  | 0 | 0.31921 | 0 | 0 | 0.26962 | 0 |  | 525.5788
12 | 11 | 10 | 0 | 102 | 8.9 | 4.1 | 92.758 | 9.487 | 841.029 | 769.041 |  | 0 | 0.33466 | 0 | 0 | 0.2858 | 0 |  | 676.5475
12 | 11 | 11 | 0 | 116 | 8.9 | 3.1 | 105.801 | 9.927 | 957.885 | 883.437 |  | 0 | 0.34141 | 0 | 0 | 0.29704 | 0 |  | 773.6967
12 | 11 | 12 | 0 | 123 | 8.9 | 1.5 | 112.533 | 10.472 | 1016.992 | 941.283 |  | 0 | 0.34267 | 0 | 0 | 0.29809 | 0 |  | 821.3391
12 | 11 | 13 | 0 | 125 | 7.8 | 3.1 | 114.988 | 9.097 | 1043.938 | 967.649 |  | 0 | 0.34263 | 0 | 0 | 0.29791 | 0 |  | 834.5742
12 | 11 | 14 | 0 | 102 | 7.8 | 5.2 | 93.205 | 8.375 | 848.207 | 776.069 |  | 0 | 0.33981 | 0 | 0 | 0.29511 | 0 |  | 679.7323
12 | 11 | 15 | 48 | 141 | 7.2 | 4.1 | 185.707 | 9.863 | 1677.157 | 1586.544 |  | 590.0567 | 0.33039 | 0.064217 | 501.6829 | 0.2809 | 0.054599 |  | 1208.012
12 | 11 | 16 | 272 | 109 | 7.2 | 4.1 | 275.756 | 12.041 | 2410.931 | 2302.009 |  | 2348.8796 | 0.30871 | 0.17619 | 1937.1114 | 0.25459 | 0.14531 |  | 1836.8656
12 | 11 | 17 | 0 | 0 | 6.7 | 2.6 | 0 | 6.7 | 0 | 0 |  | 0 | 0.083146 |  | 0 | 0.069213 |  |  | 0
12 | 11 | 18 | 0 | 0 | 7.2 | 2.1 | 0 | 7.2 | 0 | 0 |  | 0 | 0 |  | 0 | 0 |  |  | 0
12 | 11 | 19 | 0 | 0 | 7.2 | 5.2 | 0 | 7.2 | 0 | 0 |  | 0 | 0 |  | 0 | 0 |  |  | 0
12 | 11 | 20 | 0 | 0 | 7.2 | 4.6 | 0 | 7.2 | 0 | 0 |  | 0 | 0 |  | 0 | 0 |  |  | 0
12 | 11 | 21 | 0 | 0 | 6.7 | 2.1 | 0 | 6.7 | 0 | 0 |  | 0 | 0 |  | 0 | 0 |  |  | 0
12 | 11 | 22 | 0 | 0 | 7.2 | 1.5 | 0 | 7.2 | 0 | 0 |  | 0 | 0 |  | 0 | 0 |  |  | 0
12 | 11 | 23 | 0 | 0 | 7.2 | 2.1 | 0 | 7.2 | 0 | 0 |  | 0 | 0 |  | 0 | 0 |  |  | 0
12 | 12 | 0 | 0 | 0 | 6.7 | 0 | 0 | 6.7 | 0 | 0 |  | 0 | 0 |  | 0 | 0 |  |  | 0
12 | 12 | 1 | 0 | 0 | 6.7 | 0 | 0 | 6.7 | 0 | 0 |  | 0 | 0 |  | 0 | 0 |  |  | 0
12 | 12 | 2 | 0 | 0 | 6.1 | 2.6 | 0 | 6.1 | 0 | 0 |  | 0 | 0 |  | 0 | 0 |  |  | 0
12 | 12 | 3 | 0 | 0 | 6.1 | 2.6 | 0 | 6.1 | 0 | 0 |  | 0 | 0 |  | 0 | 0 |  |  | 0
12 | 12 | 4 | 0 | 0 | 6.1 | 1.5 | 0 | 6.1 | 0 | 0 |  | 0 | 0 |  | 0 | 0 |  |  | 0
12 | 12 | 5 | 0 | 0 | 6.1 | 2.6 | 0 | 6.1 | 0 | 0 |  | 0 | 0 |  | 0 | 0 |  |  | 0
12 | 12 | 6 | 0 | 0 | 6.1 | 0 | 0 | 6.1 | 0 | 0 |  | 0 | 0 |  | 0 | 0 |  |  | 0
12 | 12 | 7 | 0 | 1 | 6.7 | 0 | 0.883 | 2.345 | 8.195 | 0 |  | 0 | 0 | 0 | 0 | 0 | 0 |  | 3.9318
12 | 12 | 8 | 10 | 65 | 7.2 | 2.1 | 68.074 | 6.971 | 620.41 | 552.94 |  | 46.0533 | 0.2298 | 0.012747 | 39.7258 | 0.19823 | 0.010996 |  | 414.6832
12 | 12 | 9 | 17 | 142 | 8.3 | 1.5 | 152.39 | 10.911 | 1373.99 | 1290.405 |  | 166.5621 | 0.31892 | 0.02088 | 140.6614 | 0.26933 | 0.017633 |  | 1000.2858
12 | 12 | 10 | 134 | 217 | 8.3 | 0 | 359.791 | 21.778 | 3126.17 | 2997.635 |  | 1762.02 | 0.33451 | 0.10576 | 1504.5756 | 0.28563 | 0.090311 |  | 2256.4636
12 | 12 | 11 | 708 | 178 | 9.4 | 0 | 877.94 | 41.739 | 7102.926 | 6833.547 |  | 10928.6584 | 0.34135 | 0.26422 | 9508.3223 | 0.29698 | 0.22988 |  | 6182.8851
12 | 12 | 12 | 724 | 148 | 10 | 2.6 | 878.965 | 32.509 | 7356.867 | 7076.664 |  | 11921.0701 | 0.34266 | 0.2801 | 10369.903 | 0.29808 | 0.24366 |  | 6423.1124
12 | 12 | 13 | 858 | 89 | 10.6 | 2.6 | 891.904 | 33.391 | 7436.991 | 7153.326 |  | 13996.1432 | 0.34263 | 0.30746 | 12169.5267 | 0.29791 | 0.26733 |  | 6974.8944
12 | 12 | 14 | 815 | 91 | 11.1 | 3.6 | 771.581 | 28.978 | 6519.558 | 6274.214 |  | 12166.0488 | 0.33984 | 0.29982 | 10566.0671 | 0.29514 | 0.26039 |  | 6187.936
12 | 12 | 15 | 514 | 117 | 11.1 | 3.6 | 481.598 | 22.265 | 4135.139 | 3975.972 |  | 6327.3751 | 0.33046 | 0.2502 | 5380.4324 | 0.28101 | 0.21275 |  | 3734.0422
12 | 12 | 16 | 0 | 88 | 11.1 | 1.5 | 106.951 | 14.158 | 954.678 | 880.298 |  | 0 | 0.30891 | 0 | 0 | 0.25495 | 0 |  | 563.4166
12 | 12 | 17 | 0 | 0 | 10 | 5.2 | 0 | 10 | 0 | 0 |  | 0 | 0.085402 |  | 0 | 0.071149 |  |  | 0
12 | 12 | 18 | 0 | 0 | 8.9 | 2.6 | 0 | 8.9 | 0 | 0 |  | 0 | 0 |  | 0 | 0 |  |  | 0
12 | 12 | 19 | 0 | 0 | 8.3 | 2.6 | 0 | 8.3 | 0 | 0 |  | 0 | 0 |  | 0 | 0 |  |  | 0
12 | 12 | 20 | 0 | 0 | 7.8 | 4.1 | 0 | 7.8 | 0 | 0 |  | 0 | 0 |  | 0 | 0 |  |  | 0
12 | 12 | 21 | 0 | 0 | 6.7 | 3.1 | 0 | 6.7 | 0 | 0 |  | 0 | 0 |  | 0 | 0 |  |  | 0
12 | 12 | 22 | 0 | 0 | 6.1 | 2.6 | 0 | 6.1 | 0 | 0 |  | 0 | 0 |  | 0 | 0 |  |  | 0
12 | 12 | 23 | 0 | 0 | 5.6 | 2.1 | 0 | 5.6 | 0 | 0 |  | 0 | 0 |  | 0 | 0 |  |  | 0
12 | 13 | 0 | 0 | 0 | 5.6 | 2.1 | 0 | 5.6 | 0 | 0 |  | 0 | 0 |  | 0 | 0 |  |  | 0
12 | 13 | 1 | 0 | 0 | 5 | 0 | 0 | 5 | 0 | 0 |  | 0 | 0 |  | 0 | 0 |  |  | 0
12 | 13 | 2 | 0 | 0 | 4.4 | 0 | 0 | 4.4 | 0 | 0 |  | 0 | 0 |  | 0 | 0 |  |  | 0
12 | 13 | 3 | 0 | 0 | 4.4 | 0 | 0 | 4.4 | 0 | 0 |  | 0 | 0 |  | 0 | 0 |  |  | 0
12 | 13 | 4 | 0 | 0 | 3.3 | 0 | 0 | 3.3 | 0 | 0 |  | 0 | 0 |  | 0 | 0 |  |  | 0
12 | 13 | 5 | 0 | 0 | 2.8 | 1.5 | 0 | 2.8 | 0 | 0 |  | 0 | 0 |  | 0 | 0 |  |  | 0
12 | 13 | 6 | 0 | 0 | 3.3 | 0 | 0 | 3.3 | 0 | 0 |  | 0 | 0 |  | 0 | 0 |  |  | 0
12 | 13 | 7 | 134 | 1 | 3.9 | 0 | 45.669 | 1.642 | 373.066 | 310.462 |  | 0 | 0 | 0 | 0 | 0 | 0 |  | 100.4217
12 | 13 | 8 | 517 | 42 | 5.6 | 2.1 | 323.826 | 12.59 | 2804.941 | 2685.43 |  | 2318.5653 | 0.2249 | 0.18528 | 2001.4801 | 0.19415 | 0.15994 |  | 1682.7123
12 | 13 | 9 | 772 | 72 | 6.7 | 3.1 | 628.815 | 20.918 | 5432.416 | 5228.767 |  | 7534.3554 | 0.31863 | 0.27471 | 6361.3719 | 0.26902 | 0.23194 |  | 4053.6601
12 | 13 | 10 | 865 | 63 | 8.9 | 2.6 | 797.24 | 28.827 | 6745.787 | 6491.259 |  | 11346.9949 | 0.33436 | 0.30467 | 9687.7792 | 0.28547 | 0.26012 |  | 5682.764
12 | 13 | 11 | 898 | 78 | 10.6 | 3.1 | 919.651 | 32.585 | 7692.367 | 7397.525 |  | 13841.7403 | 0.34129 | 0.30999 | 12042.4908 | 0.29692 | 0.26969 |  | 6848.4426
12 | 13 | 12 | 953 | 72 | 10.6 | 1.5 | 984.063 | 39.779 | 8020.587 | 7711.054 |  | 15681.0304 | 0.34266 | 0.31652 | 13640.0151 | 0.29806 | 0.27532 |  | 7629.7556
12 | 13 | 13 | 919 | 84 | 12.2 | 1.5 | 940.041 | 40.337 | 7641.944 | 7349.327 |  | 14989.2549 | 0.34263 | 0.31125 | 13032.984 | 0.29791 | 0.27063 |  | 7394.2603
12 | 13 | 14 | 814 | 91 | 11.7 | 2.1 | 771.358 | 33.117 | 6422.067 | 6180.626 |  | 12157.7136 | 0.33986 | 0.29982 | 10559.3422 | 0.29518 | 0.2604 |  | 6183.8014
12 | 13 | 15 | 589 | 102 | 12.2 | 2.6 | 513.96 | 25.537 | 4359.698 | 4193.242 |  | 7261.396 | 0.33055 | 0.26576 | 6175.5214 | 0.28112 | 0.22602 |  | 4071.4554
12 | 13 | 16 | 459 | 77 | 11.7 | 3.1 | 308.56 | 18.748 | 2600.648 | 2486.693 |  | 3987.9354 | 0.30911 | 0.23536 | 3294.1508 | 0.25534 | 0.19442 |  | 2426.3496
12 | 13 | 17 | 0 | 0 | 10 | 1.5 | 0 | 10 | 0 | 0 |  | 0 | 0.087791 |  | 0 | 0.073208 |  |  | 0
12 | 13 | 18 | 0 | 0 | 10 | 1.5 | 0 | 10 | 0 | 0 |  | 0 | 0 |  | 0 | 0 |  |  | 0
12 | 13 | 19 | 0 | 0 | 7.8 | 0 | 0 | 7.8 | 0 | 0 |  | 0 | 0 |  | 0 | 0 |  |  | 0
12 | 13 | 20 | 0 | 0 | 8.3 | 1.5 | 0 | 8.3 | 0 | 0 |  | 0 | 0 |  | 0 | 0 |  |  | 0
12 | 13 | 21 | 0 | 0 | 6.7 | 0 | 0 | 6.7 | 0 | 0 |  | 0 | 0 |  | 0 | 0 |  |  | 0
12 | 13 | 22 | 0 | 0 | 6.1 | 3.1 | 0 | 6.1 | 0 | 0 |  | 0 | 0 |  | 0 | 0 |  |  | 0
12 | 13 | 23 | 0 | 0 | 5.6 | 2.6 | 0 | 5.6 | 0 | 0 |  | 0 | 0 |  | 0 | 0 |  |  | 0
12 | 14 | 0 | 0 | 0 | 5 | 2.1 | 0 | 5 | 0 | 0 |  | 0 | 0 |  | 0 | 0 |  |  | 0
12 | 14 | 1 | 0 | 0 | 3.9 | 2.1 | 0 | 3.9 | 0 | 0 |  | 0 | 0 |  | 0 | 0 |  |  | 0
12 | 14 | 2 | 0 | 0 | 3.9 | 2.1 | 0 | 3.9 | 0 | 0 |  | 0 | 0 |  | 0 | 0 |  |  | 0
12 | 14 | 3 | 0 | 0 | 2.8 | 0 | 0 | 2.8 | 0 | 0 |  | 0 | 0 |  | 0 | 0 |  |  | 0
12 | 14 | 4 | 0 | 0 | 2.8 | 0 | 0 | 2.8 | 0 | 0 |  | 0 | 0 |  | 0 | 0 |  |  | 0
12 | 14 | 5 | 0 | 0 | 2.8 | 2.1 | 0 | 2.8 | 0 | 0 |  | 0 | 0 |  | 0 | 0 |  |  | 0
12 | 14 | 6 | 0 | 0 | 2.2 | 0 | 0 | 2.2 | 0 | 0 |  | 0 | 0 |  | 0 | 0 |  |  | 0
12 | 14 | 7 | 146 | 1 | 3.9 | 2.1 | 49.478 | 3.104 | 401.837 | 338.678 |  | 0 | 0 | 0 | 0 | 0 | 0 |  | 106.8379
12 | 14 | 8 | 621 | 30 | 5.6 | 3.6 | 351.894 | 12.178 | 3039.666 | 2913.595 |  | 2709.0077 | 0.21987 | 0.19495 | 2339.802 | 0.18991 | 0.16838 |  | 1888.3583
12 | 14 | 9 | 822 | 46 | 7.8 | 3.6 | 623.349 | 21.251 | 5374.536 | 5172.993 |  | 7991.0511 | 0.31833 | 0.29039 | 6745.237 | 0.2687 | 0.24512 |  | 4104.5038
12 | 14 | 10 | 870 | 62 | 8.9 | 3.6 | 798.957 | 26.854 | 6807.321 | 6550.266 |  | 11385.6942 | 0.33421 | 0.30506 | 9719.5376 | 0.2853 | 0.26042 |  | 5695.7861
12 | 14 | 11 | 755 | 148 | 10.6 | 2.6 | 887.786 | 33.081 | 7413.326 | 7130.687 |  | 11621.5031 | 0.34123 | 0.27784 | 10110.5571 | 0.29686 | 0.24172 |  | 6300.9582
12 | 14 | 12 | 332 | 260 | 12.2 | 3.6 | 623.831 | 26.779 | 5329.864 | 5129.94 |  | 5459.4187 | 0.34266 | 0.18455 | 4748.6425 | 0.29805 | 0.16052 |  | 4225.0521
12 | 14 | 13 | 552 | 215 | 12.2 | 4.1 | 765.999 | 28.605 | 6499.196 | 6254.669 |  | 9002.6747 | 0.34263 | 0.23967 | 7827.7067 | 0.29791 | 0.20839 |  | 5539.6757
12 | 14 | 14 | 133 | 205 | 12.2 | 3.1 | 341.722 | 20.676 | 2979.352 | 2854.986 |  | 1987.6743 | 0.33989 | 0.11966 | 1726.4488 | 0.29522 | 0.10394 |  | 2277.9759
12 | 14 | 15 | 521 | 159 | 13.3 | 3.1 | 532.646 | 25.188 | 4531.958 | 4359.794 |  | 6433.1368 | 0.33063 | 0.23137 | 5471.8961 | 0.28123 | 0.1968 |  | 4060.3037
12 | 14 | 16 | 689 | 69 | 12.8 | 1.5 | 389.678 | 24.28 | 3197.192 | 3066.614 |  | 6005.5694 | 0.30934 | 0.26069 | 4964.9877 | 0.25574 | 0.21552 |  | 3352.3848
12 | 14 | 17 | 0 | 0 | 11.7 | 0 | 0 | 11.7 | 0 | 0 |  | 0 | 0.09032 |  | 0 | 0.075396 |  |  | 0
12 | 14 | 18 | 0 | 0 | 11.7 | 0 | 0 | 11.7 | 0 | 0 |  | 0 | 0 |  | 0 | 0 |  |  | 0
12 | 14 | 19 | 0 | 0 | 11.1 | 2.6 | 0 | 11.1 | 0 | 0 |  | 0 | 0 |  | 0 | 0 |  |  | 0
12 | 14 | 20 | 0 | 0 | 9.4 | 2.1 | 0 | 9.4 | 0 | 0 |  | 0 | 0 |  | 0 | 0 |  |  | 0
12 | 14 | 21 | 0 | 0 | 9.4 | 1.5 | 0 | 9.4 | 0 | 0 |  | 0 | 0 |  | 0 | 0 |  |  | 0
12 | 14 | 22 | 0 | 0 | 8.9 | 0 | 0 | 8.9 | 0 | 0 |  | 0 | 0 |  | 0 | 0 |  |  | 0
12 | 14 | 23 | 0 | 0 | 7.8 | 1.5 | 0 | 7.8 | 0 | 0 |  | 0 | 0 |  | 0 | 0 |  |  | 0
12 | 15 | 0 | 0 | 0 | 7.8 | 2.6 | 0 | 7.8 | 0 | 0 |  | 0 | 0 |  | 0 | 0 |  |  | 0
12 | 15 | 1 | 0 | 0 | 8.9 | 3.6 | 0 | 8.9 | 0 | 0 |  | 0 | 0 |  | 0 | 0 |  |  | 0
12 | 15 | 2 | 0 | 0 | 8.3 | 4.1 | 0 | 8.3 | 0 | 0 |  | 0 | 0 |  | 0 | 0 |  |  | 0
12 | 15 | 3 | 0 | 0 | 7.2 | 0 | 0 | 7.2 | 0 | 0 |  | 0 | 0 |  | 0 | 0 |  |  | 0
12 | 15 | 4 | 0 | 0 | 7.2 | 0 | 0 | 7.2 | 0 | 0 |  | 0 | 0 |  | 0 | 0 |  |  | 0
12 | 15 | 5 | 0 | 0 | 6.7 | 0 | 0 | 6.7 | 0 | 0 |  | 0 | 0 |  | 0 | 0 |  |  | 0
12 | 15 | 6 | 0 | 0 | 5.6 | 0 | 0 | 5.6 | 0 | 0 |  | 0 | 0 |  | 0 | 0 |  |  | 0
12 | 15 | 7 | 137 | 1 | 5 | 0 | 46.457 | 2.827 | 377.564 | 314.874 |  | 0 | 0 | 0 | 0 | 0 | 0 |  | 98.401
12 | 15 | 8 | 604 | 30 | 6.7 | 0 | 342.564 | 18.578 | 2894.761 | 2772.762 |  | 2560.296 | 0.21473 | 0.18968 | 2212.1526 | 0.18553 | 0.16389 |  | 1830.5269
12 | 15 | 9 | 613 | 90 | 7.8 | 1.5 | 544.277 | 23.046 | 4670.416 | 4493.59 |  | 5936.0763 | 0.31803 | 0.25378 | 5009.1477 | 0.26837 | 0.21415 |  | 3412.2249
12 | 15 | 10 | 695 | 127 | 9.4 | 2.6 | 745.468 | 27.827 | 6332.183 | 6094.313 |  | 9074.4191 | 0.33407 | 0.26823 | 7745.508 | 0.28514 | 0.22895 |  | 5055.2741
12 | 15 | 11 | 422 | 227 | 9.4 | 2.1 | 656.469 | 27.404 | 5594.855 | 5385.232 |  | 6487.0906 | 0.34117 | 0.20972 | 5643.502 | 0.29681 | 0.18245 |  | 4480.4802
12 | 15 | 12 | 730 | 183 | 10.6 | 4.6 | 920.947 | 29.154 | 7801.302 | 7501.625 |  | 11997.1977 | 0.34266 | 0.26888 | 10434.8841 | 0.29804 | 0.23386 |  | 6691.4237
12 | 15 | 13 | 319 | 243 | 11.7 | 5.2 | 578.955 | 22.89 | 5012.683 | 4824.053 |  | 5202.5433 | 0.34263 | 0.18619 | 4523.5407 | 0.29791 | 0.16189 |  | 3994.1823
12 | 15 | 14 | 215 | 213 | 12.2 | 4.6 | 416.951 | 20.377 | 3637.473 | 3493.848 |  | 3215.351 | 0.33992 | 0.15577 | 2792.9466 | 0.29526 | 0.13531 |  | 2894.37
12 | 15 | 15 | 575 | 142 | 12.2 | 4.6 | 550.063 | 22.802 | 4716.347 | 4537.96 |  | 7111.6179 | 0.33073 | 0.24558 | 6049.8751 | 0.28135 | 0.20892 |  | 4264.7599
12 | 15 | 16 | 684 | 66 | 12.2 | 4.6 | 387.871 | 19.73 | 3234.408 | 3102.753 |  | 5981.9243 | 0.30957 | 0.2625 | 4949.762 | 0.25616 | 0.21721 |  | 3320.8129
12 | 15 | 17 | 0 | 0 | 11.1 | 0 | 0 | 11.1 | 0 | 0 |  | 0 | 0.092997 |  | 0 | 0.077723 |  |  | 0
12 | 15 | 18 | 0 | 0 | 10.6 | 4.1 | 0 | 10.6 | 0 | 0 |  | 0 | 0 |  | 0 | 0 |  |  | 0
12 | 15 | 19 | 0 | 0 | 10 | 4.1 | 0 | 10 | 0 | 0 |  | 0 | 0 |  | 0 | 0 |  |  | 0
12 | 15 | 20 | 0 | 0 | 10 | 4.1 | 0 | 10 | 0 | 0 |  | 0 | 0 |  | 0 | 0 |  |  | 0
12 | 15 | 21 | 0 | 0 | 8.3 | 3.6 | 0 | 8.3 | 0 | 0 |  | 0 | 0 |  | 0 | 0 |  |  | 0
12 | 15 | 22 | 0 | 0 | 7.2 | 1.5 | 0 | 7.2 | 0 | 0 |  | 0 | 0 |  | 0 | 0 |  |  | 0
12 | 15 | 23 | 0 | 0 | 7.2 | 2.1 | 0 | 7.2 | 0 | 0 |  | 0 | 0 |  | 0 | 0 |  |  | 0
12 | 16 | 0 | 0 | 0 | 6.1 | 1.5 | 0 | 6.1 | 0 | 0 |  | 0 | 0 |  | 0 | 0 |  |  | 0
12 | 16 | 1 | 0 | 0 | 5 | 2.6 | 0 | 5 | 0 | 0 |  | 0 | 0 |  | 0 | 0 |  |  | 0
12 | 16 | 2 | 0 | 0 | 5 | 3.1 | 0 | 5 | 0 | 0 |  | 0 | 0 |  | 0 | 0 |  |  | 0
12 | 16 | 3 | 0 | 0 | 3.9 | 4.1 | 0 | 3.9 | 0 | 0 |  | 0 | 0 |  | 0 | 0 |  |  | 0
12 | 16 | 4 | 0 | 0 | 3.3 | 2.6 | 0 | 3.3 | 0 | 0 |  | 0 | 0 |  | 0 | 0 |  |  | 0
12 | 16 | 5 | 0 | 0 | 3.9 | 2.6 | 0 | 3.9 | 0 | 0 |  | 0 | 0 |  | 0 | 0 |  |  | 0
12 | 16 | 6 | 0 | 0 | 3.3 | 1.5 | 0 | 3.3 | 0 | 0 |  | 0 | 0 |  | 0 | 0 |  |  | 0
12 | 16 | 7 | 136 | 1 | 3.3 | 2.6 | 46.032 | 2.478 | 374.314 | 311.687 |  | 0 | 0 | 0 | 0 | 0 | 0 |  | 95.6413
12 | 16 | 8 | 608 | 30 | 5 | 1.5 | 343.485 | 13.258 | 2953.918 | 2830.265 |  | 2501.8476 | 0.20951 | 0.18509 | 2162.0371 | 0.18105 | 0.15995 |  | 1830.429
12 | 16 | 9 | 754 | 57 | 6.7 | 1.5 | 595.163 | 23.424 | 5094.047 | 4902.553 |  | 7273.1546 | 0.31772 | 0.28099 | 6135.3683 | 0.26802 | 0.23703 |  | 3837.5641
12 | 16 | 10 | 817 | 93 | 8.3 | 2.1 | 799.321 | 29.525 | 6747.078 | 6492.498 |  | 10643.1338 | 0.33392 | 0.28957 | 9083.3829 | 0.28499 | 0.24713 |  | 5559.7336
12 | 16 | 11 | 827 | 100 | 10 | 2.1 | 889.485 | 34.033 | 7401.375 | 7119.252 |  | 12696.5947 | 0.34112 | 0.29895 | 11045.1316 | 0.29675 | 0.26006 |  | 6473.9634
12 | 16 | 12 | 850 | 117 | 12.2 | 3.1 | 951.761 | 35.062 | 7892.645 | 7588.882 |  | 13961.9761 | 0.34266 | 0.29777 | 12143.4271 | 0.29803 | 0.25898 |  | 7146.4301
12 | 16 | 13 | 790 | 111 | 13.3 | 3.6 | 864.141 | 33.261 | 7209.355 | 6935.466 |  | 12884.5514 | 0.34263 | 0.29666 | 11202.9536 | 0.29791 | 0.25794 |  | 6615.0174
12 | 16 | 14 | 801 | 88 | 13.9 | 5.7 | 759.618 | 27.64 | 6449.564 | 6207.026 |  | 11988.0573 | 0.33995 | 0.30057 | 10413.84 | 0.29531 | 0.2611 |  | 6084.8123
12 | 16 | 15 | 773 | 79 | 14.4 | 4.1 | 609.666 | 27.701 | 5127.209 | 4934.542 |  | 9577.0157 | 0.33083 | 0.28937 | 8148.3981 | 0.28148 | 0.2462 |  | 5000.4185
12 | 16 | 16 | 657 | 67 | 14.4 | 3.6 | 377.741 | 22.829 | 3119.574 | 2991.228 |  | 5765.6595 | 0.30982 | 0.26057 | 4775.0906 | 0.25659 | 0.2158 |  | 3221.5083
12 | 16 | 17 | 0 | 0 | 12.8 | 2.6 | 0 | 12.8 | 0 | 0 |  | 0 | 0.095832 |  | 0 | 0.080196 |  |  | 0
12 | 16 | 18 | 0 | 0 | 10.6 | 2.6 | 0 | 10.6 | 0 | 0 |  | 0 | 0 |  | 0 | 0 |  |  | 0
12 | 16 | 19 | 0 | 0 | 9.4 | 1.5 | 0 | 9.4 | 0 | 0 |  | 0 | 0 |  | 0 | 0 |  |  | 0
12 | 16 | 20 | 0 | 0 | 9.4 | 2.1 | 0 | 9.4 | 0 | 0 |  | 0 | 0 |  | 0 | 0 |  |  | 0
12 | 16 | 21 | 0 | 0 | 8.9 | 3.6 | 0 | 8.9 | 0 | 0 |  | 0 | 0 |  | 0 | 0 |  |  | 0
12 | 16 | 22 | 0 | 0 | 7.8 | 2.1 | 0 | 7.8 | 0 | 0 |  | 0 | 0 |  | 0 | 0 |  |  | 0
12 | 16 | 23 | 0 | 0 | 6.7 | 1.5 | 0 | 6.7 | 0 | 0 |  | 0 | 0 |  | 0 | 0 |  |  | 0
12 | 17 | 0 | 0 | 0 | 6.7 | 0 | 0 | 6.7 | 0 | 0 |  | 0 | 0 |  | 0 | 0 |  |  | 0
12 | 17 | 1 | 0 | 0 | 5.6 | 2.6 | 0 | 5.6 | 0 | 0 |  | 0 | 0 |  | 0 | 0 |  |  | 0
12 | 17 | 2 | 0 | 0 | 5.6 | 2.1 | 0 | 5.6 | 0 | 0 |  | 0 | 0 |  | 0 | 0 |  |  | 0
12 | 17 | 3 | 0 | 0 | 5 | 0 | 0 | 5 | 0 | 0 |  | 0 | 0 |  | 0 | 0 |  |  | 0
12 | 17 | 4 | 0 | 0 | 3.9 | 1.5 | 0 | 3.9 | 0 | 0 |  | 0 | 0 |  | 0 | 0 |  |  | 0
12 | 17 | 5 | 0 | 0 | 3.9 | 3.1 | 0 | 3.9 | 0 | 0 |  | 0 | 0 |  | 0 | 0 |  |  | 0
12 | 17 | 6 | 0 | 0 | 3.9 | 2.1 | 0 | 3.9 | 0 | 0 |  | 0 | 0 |  | 0 | 0 |  |  | 0
12 | 17 | 7 | 137 | 1 | 4.4 | 2.1 | 46.249 | 3.52 | 374.539 | 311.908 |  | 0 | 0 | 0 | 0 | 0 | 0 |  | 94.2395
12 | 17 | 8 | 601 | 35 | 7.2 | 2.1 | 349.34 | 14.875 | 2990.398 | 2865.72 |  | 2398.4575 | 0.20422 | 0.17659 | 2072.6952 | 0.17648 | 0.1526 |  | 1830.067
12 | 17 | 9 | 697 | 67 | 8.3 | 0 | 567.798 | 30.647 | 4738.682 | 4559.534 |  | 6697.3699 | 0.31741 | 0.27206 | 5647.5233 | 0.26765 | 0.22941 |  | 3629.4891
12 | 17 | 10 | 735 | 93 | 10.6 | 0 | 736.344 | 39.679 | 5991.245 | 5766.666 |  | 9553.6491 | 0.33378 | 0.28514 | 8152.6021 | 0.28483 | 0.24333 |  | 5055.0509
12 | 17 | 11 | 791 | 102 | 12.8 | 0 | 858.804 | 46.406 | 6826.516 | 6568.669 |  | 12129.0107 | 0.34106 | 0.29643 | 10550.9879 | 0.29669 | 0.25786 |  | 6228.4053
12 | 17 | 12 | 778 | 120 | 13.9 | 2.1 | 895.149 | 38.049 | 7342.848 | 7063.248 |  | 12773.2461 | 0.34266 | 0.29312 | 11109.2298 | 0.29802 | 0.25493 |  | 6624.5055
12 | 17 | 13 | 692 | 148 | 15 | 1.5 | 820.239 | 39.508 | 6689.575 | 6437.346 |  | 11287.3021 | 0.34263 | 0.27724 | 9814.1904 | 0.29791 | 0.24106 |  | 6133.8827
12 | 17 | 14 | 782 | 125 | 17.2 | 1.5 | 792.949 | 40.61 | 6425.73 | 6184.144 |  | 11713.2961 | 0.33999 | 0.28559 | 10175.8559 | 0.29536 | 0.2481 |  | 6204.9277
12 | 17 | 15 | 294 | 145 | 17.2 | 2.6 | 368.912 | 26.963 | 3125.731 | 2997.209 |  | 3649.0692 | 0.33093 | 0.19577 | 3105.1962 | 0.28161 | 0.16659 |  | 2664.7274
12 | 17 | 16 | 43 | 101 | 16.7 | 1.5 | 160.717 | 20.899 | 1391.947 | 1307.954 |  | 378.7026 | 0.31009 | 0.05805 | 313.9272 | 0.25705 | 0.048121 |  | 831.2358
12 | 17 | 17 | 0 | 0 | 15.6 | 1.5 | 0 | 15.6 | 0 | 0 |  | 0 | 0.098833 |  | 0 | 0.082823 |  |  | 0
12 | 17 | 18 | 0 | 0 | 14.4 | 4.1 | 0 | 14.4 | 0 | 0 |  | 0 | 0 |  | 0 | 0 |  |  | 0
12 | 17 | 19 | 0 | 0 | 12.2 | 2.6 | 0 | 12.2 | 0 | 0 |  | 0 | 0 |  | 0 | 0 |  |  | 0
12 | 17 | 20 | 0 | 0 | 10 | 1.5 | 0 | 10 | 0 | 0 |  | 0 | 0 |  | 0 | 0 |  |  | 0
12 | 17 | 21 | 0 | 0 | 8.9 | 2.1 | 0 | 8.9 | 0 | 0 |  | 0 | 0 |  | 0 | 0 |  |  | 0
12 | 17 | 22 | 0 | 0 | 9.4 | 1.5 | 0 | 9.4 | 0 | 0 |  | 0 | 0 |  | 0 | 0 |  |  | 0
12 | 17 | 23 | 0 | 0 | 8.9 | 0 | 0 | 8.9 | 0 | 0 |  | 0 | 0 |  | 0 | 0 |  |  | 0
12 | 18 | 0 | 0 | 0 | 7.8 | 3.1 | 0 | 7.8 | 0 | 0 |  | 0 | 0 |  | 0 | 0 |  |  | 0
12 | 18 | 1 | 0 | 0 | 6.7 | 2.6 | 0 | 6.7 | 0 | 0 |  | 0 | 0 |  | 0 | 0 |  |  | 0
12 | 18 | 2 | 0 | 0 | 5.6 | 0 | 0 | 5.6 | 0 | 0 |  | 0 | 0 |  | 0 | 0 |  |  | 0
12 | 18 | 3 | 0 | 0 | 6.1 | 1.5 | 0 | 6.1 | 0 | 0 |  | 0 | 0 |  | 0 | 0 |  |  | 0
12 | 18 | 4 | 0 | 0 | 5.6 | 3.1 | 0 | 5.6 | 0 | 0 |  | 0 | 0 |  | 0 | 0 |  |  | 0
12 | 18 | 5 | 0 | 0 | 5 | 0 | 0 | 5 | 0 | 0 |  | 0 | 0 |  | 0 | 0 |  |  | 0
12 | 18 | 6 | 0 | 0 | 5 | 1.5 | 0 | 5 | 0 | 0 |  | 0 | 0 |  | 0 | 0 |  |  | 0
12 | 18 | 7 | 131 | 0 | 5 | 1.5 | 42.063 | 3.871 | 337.653 | 275.729 |  | 0 | 0 | 0 | 0 | 0 | 0 |  | 84.5587
12 | 18 | 8 | 640 | 28 | 6.7 | 3.1 | 353.887 | 13.626 | 3034.787 | 2908.854 |  | 2474.9317 | 0.19889 | 0.17788 | 2138.4243 | 0.17185 | 0.15369 |  | 1882.5717
12 | 18 | 9 | 764 | 55 | 9.4 | 2.1 | 597.034 | 24.628 | 5087.041 | 4895.794 |  | 7312.9817 | 0.3171 | 0.28181 | 6164.0597 | 0.26728 | 0.23754 |  | 3847.5407
12 | 18 | 10 | 782 | 83 | 11.7 | 0 | 757.298 | 41.505 | 6119.451 | 5889.92 |  | 10142.5124 | 0.33365 | 0.29182 | 8654.1222 | 0.28468 | 0.24899 |  | 5263.7429
12 | 18 | 11 | 904 | 89 | 12.8 | 2.1 | 944.457 | 37.926 | 7747.876 | 7450.576 |  | 13845.4852 | 0.34101 | 0.30582 | 12043.6862 | 0.29663 | 0.26602 |  | 6927.6637
12 | 18 | 12 | 922 | 78 | 14.4 | 2.1 | 961.974 | 40.41 | 7822.225 | 7521.615 |  | 15131.0593 | 0.34266 | 0.31358 | 13159.5769 | 0.29801 | 0.27272 |  | 7418.9564
12 | 18 | 13 | 907 | 76 | 17.2 | 2.6 | 912.049 | 40.382 | 7413.175 | 7130.542 |  | 14796.4598 | 0.34263 | 0.31365 | 12865.4186 | 0.29791 | 0.27272 |  | 7252.9537
12 | 18 | 14 | 895 | 67 | 17.2 | 2.6 | 802.884 | 37.699 | 6573.747 | 6326.218 |  | 13417.7852 | 0.34003 | 0.3122 | 11657.4644 | 0.29542 | 0.27124 |  | 6599.4902
12 | 18 | 15 | 669 | 91 | 17.8 | 1.5 | 558.365 | 34.844 | 4581.378 | 4407.558 |  | 8319.1342 | 0.33104 | 0.27816 | 7080.2829 | 0.28174 | 0.23674 |  | 4490.0263
12 | 18 | 16 | 549 | 75 | 17.8 | 1.5 | 334.9 | 27.75 | 2727.924 | 2610.524 |  | 4852.8202 | 0.31037 | 0.24793 | 4026.5233 | 0.25752 | 0.20572 |  | 2829.0314
12 | 18 | 17 | 0 | 0 | 15.6 | 0 | 0 | 15.6 | 0 | 0 |  | 0 | 0.10201 |  | 0 | 0.085615 |  |  | 0
12 | 18 | 18 | 0 | 0 | 13.9 | 0 | 0 | 13.9 | 0 | 0 |  | 0 | 0 |  | 0 | 0 |  |  | 0
12 | 18 | 19 | 0 | 0 | 11.7 | 1.5 | 0 | 11.7 | 0 | 0 |  | 0 | 0 |  | 0 | 0 |  |  | 0
12 | 18 | 20 | 0 | 0 | 11.7 | 2.1 | 0 | 11.7 | 0 | 0 |  | 0 | 0 |  | 0 | 0 |  |  | 0
12 | 18 | 21 | 0 | 0 | 10.6 | 3.1 | 0 | 10.6 | 0 | 0 |  | 0 | 0 |  | 0 | 0 |  |  | 0
12 | 18 | 22 | 0 | 0 | 8.9 | 2.6 | 0 | 8.9 | 0 | 0 |  | 0 | 0 |  | 0 | 0 |  |  | 0
12 | 18 | 23 | 0 | 0 | 8.3 | 0 | 0 | 8.3 | 0 | 0 |  | 0 | 0 |  | 0 | 0 |  |  | 0
12 | 19 | 0 | 0 | 0 | 7.2 | 3.1 | 0 | 7.2 | 0 | 0 |  | 0 | 0 |  | 0 | 0 |  |  | 0
12 | 19 | 1 | 0 | 0 | 7.2 | 3.1 | 0 | 7.2 | 0 | 0 |  | 0 | 0 |  | 0 | 0 |  |  | 0
12 | 19 | 2 | 0 | 0 | 6.1 | 1.5 | 0 | 6.1 | 0 | 0 |  | 0 | 0 |  | 0 | 0 |  |  | 0
12 | 19 | 3 | 0 | 0 | 6.1 | 2.1 | 0 | 6.1 | 0 | 0 |  | 0 | 0 |  | 0 | 0 |  |  | 0
12 | 19 | 4 | 0 | 0 | 6.1 | 2.1 | 0 | 6.1 | 0 | 0 |  | 0 | 0 |  | 0 | 0 |  |  | 0
12 | 19 | 5 | 0 | 0 | 5 | 3.1 | 0 | 5 | 0 | 0 |  | 0 | 0 |  | 0 | 0 |  |  | 0
12 | 19 | 6 | 0 | 0 | 4.4 | 2.1 | 0 | 4.4 | 0 | 0 |  | 0 | 0 |  | 0 | 0 |  |  | 0
12 | 19 | 7 | 115 | 0 | 5 | 3.1 | 36.833 | 4.027 | 295.285 | 234.169 |  | 0 | 0 | 0 | 0 | 0 | 0 |  | 72.5338
12 | 19 | 8 | 613 | 29 | 7.8 | 3.1 | 341.354 | 14.406 | 2919.511 | 2796.822 |  | 2295.2302 | 0.19355 | 0.17152 | 1982.4988 | 0.16717 | 0.14815 |  | 1805.0767
12 | 19 | 9 | 803 | 47 | 11.1 | 1.5 | 605.845 | 27.964 | 5099.441 | 4907.756 |  | 7656.9876 | 0.31678 | 0.28744 | 6451.072 | 0.26689 | 0.24217 |  | 3962.1668
12 | 19 | 10 | 887 | 58 | 13.9 | 1.5 | 802.559 | 36.987 | 6592.542 | 6344.254 |  | 11480.0265 | 0.33351 | 0.30641 | 9794.2775 | 0.28454 | 0.26141 |  | 5721.2066
12 | 19 | 11 | 909 | 75 | 16.7 | 0 | 921.966 | 52.152 | 7168.677 | 6896.516 |  | 13906.5351 | 0.34096 | 0.31094 | 12096.3208 | 0.29658 | 0.27047 |  | 6862.9876
12 | 19 | 12 | 922 | 78 | 21.1 | 3.6 | 961.899 | 42.839 | 7751.33 | 7453.875 |  | 15125.4862 | 0.34265 | 0.31357 | 13154.471 | 0.298 | 0.2727 |  | 7416.4011
12 | 19 | 13 | 882 | 82 | 22.2 | 3.6 | 906.431 | 42.808 | 7301.617 | 7023.788 |  | 14391.6357 | 0.34263 | 0.31078 | 12513.4993 | 0.29792 | 0.27022 |  | 7108.458
12 | 19 | 14 | 895 | 66 | 23.3 | 4.6 | 802.424 | 39.916 | 6516.808 | 6271.574 |  | 13430.5939 | 0.34007 | 0.31264 | 11669.4775 | 0.29548 | 0.27165 |  | 6598.073
12 | 19 | 15 | 832 | 66 | 23.3 | 3.1 | 631.383 | 38.406 | 5108.008 | 4916.02 |  | 10366.3278 | 0.33115 | 0.29815 | 8823.9565 | 0.28188 | 0.25379 |  | 5280.4123
12 | 19 | 16 | 203 | 98 | 20.6 | 2.1 | 229.352 | 26.983 | 1912.912 | 1816.616 |  | 1801.1659 | 0.31066 | 0.1646 | 1495.896 | 0.25801 | 0.1367 |  | 1500.1427
12 | 19 | 17 | 0 | 0 | 18.3 | 1.5 | 0 | 18.3 | 0 | 0 |  | 0 | 0.10537 |  | 0 | 0.088579 |  |  | 0
12 | 19 | 18 | 0 | 0 | 17.2 | 0 | 0 | 17.2 | 0 | 0 |  | 0 | 0 |  | 0 | 0 |  |  | 0
12 | 19 | 19 | 0 | 0 | 15.6 | 2.1 | 0 | 15.6 | 0 | 0 |  | 0 | 0 |  | 0 | 0 |  |  | 0
12 | 19 | 20 | 0 | 0 | 15 | 1.5 | 0 | 15 | 0 | 0 |  | 0 | 0 |  | 0 | 0 |  |  | 0
12 | 19 | 21 | 0 | 0 | 13.9 | 2.1 | 0 | 13.9 | 0 | 0 |  | 0 | 0 |  | 0 | 0 |  |  | 0
12 | 19 | 22 | 0 | 0 | 13.3 | 2.1 | 0 | 13.3 | 0 | 0 |  | 0 | 0 |  | 0 | 0 |  |  | 0
12 | 19 | 23 | 0 | 0 | 13.3 | 2.1 | 0 | 13.3 | 0 | 0 |  | 0 | 0 |  | 0 | 0 |  |  | 0
12 | 20 | 0 | 0 | 0 | 13.9 | 3.1 | 0 | 13.9 | 0 | 0 |  | 0 | 0 |  | 0 | 0 |  |  | 0
12 | 20 | 1 | 0 | 0 | 11.7 | 3.1 | 0 | 11.7 | 0 | 0 |  | 0 | 0 |  | 0 | 0 |  |  | 0
12 | 20 | 2 | 0 | 0 | 13.3 | 3.1 | 0 | 13.3 | 0 | 0 |  | 0 | 0 |  | 0 | 0 |  |  | 0
12 | 20 | 3 | 0 | 0 | 13.3 | 2.6 | 0 | 13.3 | 0 | 0 |  | 0 | 0 |  | 0 | 0 |  |  | 0
12 | 20 | 4 | 0 | 0 | 11.7 | 3.1 | 0 | 11.7 | 0 | 0 |  | 0 | 0 |  | 0 | 0 |  |  | 0
12 | 20 | 5 | 0 | 0 | 12.8 | 3.6 | 0 | 12.8 | 0 | 0 |  | 0 | 0 |  | 0 | 0 |  |  | 0
12 | 20 | 6 | 0 | 0 | 11.7 | 4.1 | 0 | 11.7 | 0 | 0 |  | 0 | 0 |  | 0 | 0 |  |  | 0
12 | 20 | 7 | 21 | 0 | 12.2 | 2.1 | 6.708 | 10.353 | 52.627 | 0 |  | 0 | 0 | 0 | 0 | 0 | 0 |  | 12.9376
12 | 20 | 8 | 271 | 57 | 13.9 | 2.6 | 214.617 | 17.577 | 1838.56 | 1744.076 |  | 981.7668 | 0.18821 | 0.1196 | 847.5837 | 0.16249 | 0.10325 |  | 1053.0541
12 | 20 | 9 | 595 | 89 | 15.6 | 1.5 | 526.302 | 29.647 | 4410.373 | 4242.248 |  | 5652.1632 | 0.31646 | 0.25084 | 4759.6393 | 0.26649 | 0.21123 |  | 3277.5372
12 | 20 | 10 | 583 | 126 | 18.3 | 3.6 | 649.446 | 32.537 | 5424.469 | 5221.109 |  | 7529.9684 | 0.33338 | 0.25786 | 6423.5646 | 0.2844 | 0.21997 |  | 4336.4866
12 | 20 | 11 | 654 | 140 | 20.6 | 3.1 | 784.866 | 38.864 | 6417.194 | 6175.948 |  | 9994.78 | 0.34091 | 0.27258 | 8693.417 | 0.29652 | 0.23709 |  | 5507.1185
12 | 20 | 12 | 741 | 133 | 22.2 | 1.5 | 876.327 | 47.405 | 6941.854 | 6679.227 |  | 12152.3466 | 0.34265 | 0.28629 | 10568.591 | 0.298 | 0.24898 |  | 6428.2024
12 | 20 | 13 | 729 | 154 | 23.3 | 4.6 | 860.643 | 41.025 | 6979.925 | 6715.71 |  | 11898.2912 | 0.34263 | 0.27792 | 10345.6204 | 0.29792 | 0.24166 |  | 6452.4892
12 | 20 | 14 | 397 | 189 | 23.9 | 3.1 | 545.771 | 37.198 | 4482.677 | 4312.157 |  | 5963.5598 | 0.34012 | 0.2172 | 5181.983 | 0.29555 | 0.18874 |  | 3993.8297
12 | 20 | 15 | 450 | 111 | 23.9 | 4.1 | 439.109 | 33.085 | 3632.785 | 3489.304 |  | 5618.1744 | 0.33127 | 0.24655 | 4782.9932 | 0.28203 | 0.2099 |  | 3358.8005
12 | 20 | 16 | 434 | 110 | 22.8 | 3.1 | 332.442 | 30.217 | 2710.627 | 2593.699 |  | 3865.6723 | 0.31097 | 0.21233 | 3213.5807 | 0.25851 | 0.17651 |  | 2574.7106
12 | 20 | 17 | 0 | 0 | 20.6 | 2.1 | 0 | 20.6 | 0 | 0 |  | 0 | 0.10893 |  | 0 | 0.091725 |  |  | 0
12 | 20 | 18 | 0 | 0 | 17.2 | 0 | 0 | 17.2 | 0 | 0 |  | 0 | 0 |  | 0 | 0 |  |  | 0
12 | 20 | 19 | 0 | 0 | 16.1 | 1.5 | 0 | 16.1 | 0 | 0 |  | 0 | 0 |  | 0 | 0 |  |  | 0
12 | 20 | 20 | 0 | 0 | 16.1 | 0 | 0 | 16.1 | 0 | 0 |  | 0 | 0 |  | 0 | 0 |  |  | 0
12 | 20 | 21 | 0 | 0 | 15 | 0 | 0 | 15 | 0 | 0 |  | 0 | 0 |  | 0 | 0 |  |  | 0
12 | 20 | 22 | 0 | 0 | 13.3 | 0 | 0 | 13.3 | 0 | 0 |  | 0 | 0 |  | 0 | 0 |  |  | 0
12 | 20 | 23 | 0 | 0 | 13.3 | 2.1 | 0 | 13.3 | 0 | 0 |  | 0 | 0 |  | 0 | 0 |  |  | 0
12 | 21 | 0 | 0 | 0 | 11.7 | 2.6 | 0 | 11.7 | 0 | 0 |  | 0 | 0 |  | 0 | 0 |  |  | 0
12 | 21 | 1 | 0 | 0 | 11.7 | 3.1 | 0 | 11.7 | 0 | 0 |  | 0 | 0 |  | 0 | 0 |  |  | 0
12 | 21 | 2 | 0 | 0 | 10 | 0 | 0 | 10 | 0 | 0 |  | 0 | 0 |  | 0 | 0 |  |  | 0
12 | 21 | 3 | 0 | 0 | 9.4 | 0 | 0 | 9.4 | 0 | 0 |  | 0 | 0 |  | 0 | 0 |  |  | 0
12 | 21 | 4 | 0 | 0 | 12.8 | 4.6 | 0 | 12.8 | 0 | 0 |  | 0 | 0 |  | 0 | 0 |  |  | 0
12 | 21 | 5 | 0 | 0 | 11.1 | 4.1 | 0 | 11.1 | 0 | 0 |  | 0 | 0 |  | 0 | 0 |  |  | 0
12 | 21 | 6 | 0 | 0 | 11.1 | 2.1 | 0 | 11.1 | 0 | 0 |  | 0 | 0 |  | 0 | 0 |  |  | 0
12 | 21 | 7 | 28 | 0 | 10.6 | 2.6 | 8.92 | 8.913 | 70.252 | 13.324 |  | 0 | 0 | 0 | 0 | 0 | 0 |  | 16.8434
12 | 21 | 8 | 458 | 50 | 11.7 | 2.1 | 297.622 | 17.841 | 2529.925 | 2417.861 |  | 1604.371 | 0.1829 | 0.14077 | 1384.208 | 0.1578 | 0.12146 |  | 1498.8959
12 | 21 | 9 | 723 | 60 | 13.9 | 1.5 | 572.623 | 29.591 | 4793.658 | 4612.628 |  | 6842.4023 | 0.31615 | 0.27598 | 5758.8928 | 0.26608 | 0.23228 |  | 3660.9292
12 | 21 | 10 | 834 | 72 | 15 | 5.2 | 783.379 | 29.55 | 6610.155 | 6361.154 |  | 10750.3347 | 0.33325 | 0.2983 | 9169.7959 | 0.28426 | 0.25444 |  | 5477.5466
12 | 21 | 11 | 808 | 100 | 15 | 6.7 | 869.866 | 29.126 | 7366.192 | 7085.587 |  | 12335.9632 | 0.34087 | 0.29768 | 10729.3459 | 0.29647 | 0.25891 |  | 6312.3149
12 | 21 | 12 | 880 | 94 | 15.6 | 7.7 | 952.309 | 29.856 | 8046.162 | 7735.468 |  | 14428.1893 | 0.34265 | 0.30671 | 12547.6686 | 0.29799 | 0.26673 |  | 7205.3226
12 | 21 | 13 | 765 | 128 | 16.1 | 6.2 | 864.136 | 31.051 | 7267.187 | 6990.831 |  | 12489.881 | 0.34263 | 0.2893 | 10860.1163 | 0.29792 | 0.25155 |  | 6548.5976
12 | 21 | 14 | 636 | 134 | 17.2 | 6.7 | 689.641 | 28.475 | 5841.484 | 5622.619 |  | 9564.0778 | 0.34017 | 0.27209 | 8311.2963 | 0.29561 | 0.23645 |  | 5277.4689
12 | 21 | 15 | 667 | 87 | 16.7 | 6.7 | 555.849 | 25.568 | 4715.411 | 4537.056 |  | 8344.882 | 0.3314 | 0.28052 | 7105.4383 | 0.28218 | 0.23885 |  | 4472.8809
12 | 21 | 16 | 513 | 93 | 15.6 | 5.2 | 355.094 | 21.977 | 2969.983 | 2845.88 |  | 4587.4339 | 0.31129 | 0.23382 | 3817.2783 | 0.25903 | 0.19457 |  | 2813.2696
12 | 21 | 17 | 0 | 0 | 15 | 3.1 | 0 | 15 | 0 | 0 |  | 0 | 0.11269 |  | 0 | 0.095061 |  |  | 0
12 | 21 | 18 | 0 | 0 | 14.4 | 4.1 | 0 | 14.4 | 0 | 0 |  | 0 | 0 |  | 0 | 0 |  |  | 0
12 | 21 | 19 | 0 | 0 | 13.9 | 4.1 | 0 | 13.9 | 0 | 0 |  | 0 | 0 |  | 0 | 0 |  |  | 0
12 | 21 | 20 | 0 | 0 | 13.9 | 3.1 | 0 | 13.9 | 0 | 0 |  | 0 | 0 |  | 0 | 0 |  |  | 0
12 | 21 | 21 | 0 | 0 | 11.1 | 1.5 | 0 | 11.1 | 0 | 0 |  | 0 | 0 |  | 0 | 0 |  |  | 0
12 | 21 | 22 | 0 | 0 | 9.4 | 3.6 | 0 | 9.4 | 0 | 0 |  | 0 | 0 |  | 0 | 0 |  |  | 0
12 | 21 | 23 | 0 | 0 | 9.4 | 2.6 | 0 | 9.4 | 0 | 0 |  | 0 | 0 |  | 0 | 0 |  |  | 0
12 | 22 | 0 | 0 | 0 | 10 | 3.1 | 0 | 10 | 0 | 0 |  | 0 | 0 |  | 0 | 0 |  |  | 0
12 | 22 | 1 | 0 | 0 | 9.4 | 2.6 | 0 | 9.4 | 0 | 0 |  | 0 | 0 |  | 0 | 0 |  |  | 0
12 | 22 | 2 | 0 | 0 | 7.8 | 3.6 | 0 | 7.8 | 0 | 0 |  | 0 | 0 |  | 0 | 0 |  |  | 0
12 | 22 | 3 | 0 | 0 | 6.7 | 2.1 | 0 | 6.7 | 0 | 0 |  | 0 | 0 |  | 0 | 0 |  |  | 0
12 | 22 | 4 | 0 | 0 | 6.1 | 0 | 0 | 6.1 | 0 | 0 |  | 0 | 0 |  | 0 | 0 |  |  | 0
12 | 22 | 5 | 0 | 0 | 6.1 | 0 | 0 | 6.1 | 0 | 0 |  | 0 | 0 |  | 0 | 0 |  |  | 0
12 | 22 | 6 | 0 | 0 | 5.6 | 2.1 | 0 | 5.6 | 0 | 0 |  | 0 | 0 |  | 0 | 0 |  |  | 0
12 | 22 | 7 | 0 | 0 | 5.6 | 1.5 | 0 | 5.6 | 0 | 0 |  | 0 | 0 |  | 0 | 0 |  |  | 0
12 | 22 | 8 | 550 | 34 | 7.8 | 3.6 | 318.621 | 13.486 | 2735.412 | 2617.808 |  | 1861.9505 | 0.17764 | 0.15179 | 1605.1846 | 0.15315 | 0.13086 |  | 1637.3943
12 | 22 | 9 | 818 | 48 | 9.4 | 4.1 | 613.797 | 21.901 | 5275.211 | 5077.258 |  | 7712.8814 | 0.31583 | 0.28629 | 6487.9231 | 0.26567 | 0.24082 |  | 4001.9818
12 | 22 | 10 | 816 | 75 | 12.2 | 2.1 | 771.774 | 32.618 | 6441.133 | 6198.932 |  | 10497.9512 | 0.33313 | 0.29613 | 8953.6107 | 0.28413 | 0.25257 |  | 5381.3176
12 | 22 | 11 | 850 | 89 | 13.3 | 1.5 | 893.976 | 39.427 | 7293.241 | 7015.77 |  | 12965.0205 | 0.34083 | 0.30354 | 11276.0369 | 0.29643 | 0.264 |  | 6527.4502
12 | 22 | 12 | 813 | 112 | 15.6 | 2.1 | 911.54 | 40.166 | 7419.116 | 7136.226 |  | 13326.9504 | 0.34265 | 0.29765 | 11589.843 | 0.29799 | 0.25885 |  | 6823.4587
12 | 22 | 13 | 912 | 84 | 15 | 1.5 | 937.127 | 42.626 | 7554.186 | 7265.419 |  | 14895.5184 | 0.34263 | 0.31108 | 12952.0062 | 0.29793 | 0.27049 |  | 7351.5267
12 | 22 | 14 | 913 | 62 | 16.7 | 3.1 | 814.253 | 36.404 | 6699.169 | 6446.548 |  | 13745.3293 | 0.34022 | 0.31486 | 11945.8452 | 0.29568 | 0.27364 |  | 6713.5193
12 | 22 | 15 | 815 | 65 | 16.7 | 3.6 | 622.987 | 31.007 | 5179.264 | 4984.745 |  | 10218.6427 | 0.33153 | 0.29848 | 8702.2161 | 0.28233 | 0.25419 |  | 5201.1821
12 | 22 | 16 | 643 | 68 | 16.1 | 3.6 | 380.902 | 24.621 | 3136.954 | 3008.11 |  | 5773.2145 | 0.31162 | 0.26127 | 4808.6508 | 0.25956 | 0.21762 |  | 3223.7785
12 | 22 | 17 | 0 | 0 | 15 | 0 | 0 | 15 | 0 | 0 |  | 0 | 0.11666 |  | 0 | 0.098596 |  |  | 0
12 | 22 | 18 | 0 | 0 | 13.9 | 0 | 0 | 13.9 | 0 | 0 |  | 0 | 0 |  | 0 | 0 |  |  | 0
12 | 22 | 19 | 0 | 0 | 12.2 | 0 | 0 | 12.2 | 0 | 0 |  | 0 | 0 |  | 0 | 0 |  |  | 0
12 | 22 | 20 | 0 | 0 | 12.2 | 1.5 | 0 | 12.2 | 0 | 0 |  | 0 | 0 |  | 0 | 0 |  |  | 0
12 | 22 | 21 | 0 | 0 | 10 | 2.6 | 0 | 10 | 0 | 0 |  | 0 | 0 |  | 0 | 0 |  |  | 0
12 | 22 | 22 | 0 | 0 | 9.4 | 3.6 | 0 | 9.4 | 0 | 0 |  | 0 | 0 |  | 0 | 0 |  |  | 0
12 | 22 | 23 | 0 | 0 | 8.3 | 3.1 | 0 | 8.3 | 0 | 0 |  | 0 | 0 |  | 0 | 0 |  |  | 0
12 | 23 | 0 | 0 | 0 | 7.8 | 3.1 | 0 | 7.8 | 0 | 0 |  | 0 | 0 |  | 0 | 0 |  |  | 0
12 | 23 | 1 | 0 | 0 | 7.8 | 2.6 | 0 | 7.8 | 0 | 0 |  | 0 | 0 |  | 0 | 0 |  |  | 0
12 | 23 | 2 | 0 | 0 | 7.2 | 3.1 | 0 | 7.2 | 0 | 0 |  | 0 | 0 |  | 0 | 0 |  |  | 0
12 | 23 | 3 | 0 | 0 | 7.2 | 3.1 | 0 | 7.2 | 0 | 0 |  | 0 | 0 |  | 0 | 0 |  |  | 0
12 | 23 | 4 | 0 | 0 | 7.2 | 3.1 | 0 | 7.2 | 0 | 0 |  | 0 | 0 |  | 0 | 0 |  |  | 0
12 | 23 | 5 | 0 | 0 | 6.7 | 2.6 | 0 | 6.7 | 0 | 0 |  | 0 | 0 |  | 0 | 0 |  |  | 0
12 | 23 | 6 | 0 | 0 | 6.7 | 3.1 | 0 | 6.7 | 0 | 0 |  | 0 | 0 |  | 0 | 0 |  |  | 0
12 | 23 | 7 | 0 | 0 | 6.1 | 2.6 | 0 | 6.1 | 0 | 0 |  | 0 | 0 |  | 0 | 0 |  |  | 0
12 | 23 | 8 | 78 | 60 | 7.8 | 2.6 | 108.099 | 8.655 | 966.112 | 891.489 |  | 255.0781 | 0.17245 | 0.055103 | 219.701 | 0.14854 | 0.047461 |  | 553.9572
12 | 23 | 9 | 319 | 133 | 9.4 | 3.1 | 376.109 | 17.023 | 3300.567 | 3166.986 |  | 2996.8888 | 0.31552 | 0.18184 | 2519.4622 | 0.26525 | 0.15287 |  | 2294.4851
12 | 23 | 10 | 134 | 211 | 11.1 | 2.6 | 351.848 | 19.316 | 3082.765 | 2955.47 |  | 1720.7026 | 0.33301 | 0.10592 | 1467.4274 | 0.284 | 0.090333 |  | 2198.5944
12 | 23 | 11 | 12 | 189 | 12.8 | 2.6 | 192.99 | 16.935 | 1706.456 | 1615.146 |  | 182.8753 | 0.34079 | 0.017485 | 159.0456 | 0.29638 | 0.015206 |  | 1343.8895
12 | 23 | 12 | 90 | 274 | 13.3 | 1.5 | 383.508 | 23.252 | 3317.877 | 3183.789 |  | 1475.0876 | 0.34265 | 0.078924 | 1282.8072 | 0.29799 | 0.068636 |  | 2501.9888
12 | 23 | 13 | 141 | 261 | 14.4 | 2.6 | 428.13 | 24.508 | 3686.969 | 3541.837 |  | 2303.9217 | 0.34264 | 0.11279 | 2003.3439 | 0.29794 | 0.098075 |  | 2792.9598
12 | 23 | 14 | 38 | 200 | 14.4 | 0 | 246.629 | 25.903 | 2113.286 | 2012.012 |  | 572.7871 | 0.34028 | 0.047014 | 497.8421 | 0.29576 | 0.040863 |  | 1595.6699
12 | 23 | 15 | 421 | 161 | 15 | 3.1 | 473.845 | 25.257 | 4037.033 | 3880.998 |  | 5290.3874 | 0.33166 | 0.21679 | 4505.9857 | 0.28249 | 0.18464 |  | 3534.7552
12 | 23 | 16 | 380 | 81 | 15 | 2.6 | 285.266 | 21.813 | 2395.881 | 2287.352 |  | 3425.9348 | 0.31196 | 0.22488 | 2856.3159 | 0.26009 | 0.18749 |  | 2173.5342
12 | 23 | 17 | 0 | 0 | 14.4 | 2.6 | 0 | 14.4 | 0 | 0 |  | 0 | 0.12085 |  | 0 | 0.10234 |  |  | 0
12 | 23 | 18 | 0 | 0 | 13.9 | 3.1 | 0 | 13.9 | 0 | 0 |  | 0 | 0 |  | 0 | 0 |  |  | 0
12 | 23 | 19 | 0 | 0 | 12.8 | 3.6 | 0 | 12.8 | 0 | 0 |  | 0 | 0 |  | 0 | 0 |  |  | 0
12 | 23 | 20 | 0 | 0 | 12.2 | 2.6 | 0 | 12.2 | 0 | 0 |  | 0 | 0 |  | 0 | 0 |  |  | 0
12 | 23 | 21 | 0 | 0 | 11.1 | 2.6 | 0 | 11.1 | 0 | 0 |  | 0 | 0 |  | 0 | 0 |  |  | 0
12 | 23 | 22 | 0 | 0 | 8.9 | 2.6 | 0 | 8.9 | 0 | 0 |  | 0 | 0 |  | 0 | 0 |  |  | 0
12 | 23 | 23 | 0 | 0 | 8.3 | 2.6 | 0 | 8.3 | 0 | 0 |  | 0 | 0 |  | 0 | 0 |  |  | 0
12 | 24 | 0 | 0 | 0 | 8.9 | 3.1 | 0 | 8.9 | 0 | 0 |  | 0 | 0 |  | 0 | 0 |  |  | 0
12 | 24 | 1 | 0 | 0 | 8.3 | 2.1 | 0 | 8.3 | 0 | 0 |  | 0 | 0 |  | 0 | 0 |  |  | 0
12 | 24 | 2 | 0 | 0 | 7.8 | 0 | 0 | 7.8 | 0 | 0 |  | 0 | 0 |  | 0 | 0 |  |  | 0
12 | 24 | 3 | 0 | 0 | 6.7 | 1.5 | 0 | 6.7 | 0 | 0 |  | 0 | 0 |  | 0 | 0 |  |  | 0
12 | 24 | 4 | 0 | 0 | 6.1 | 1.5 | 0 | 6.1 | 0 | 0 |  | 0 | 0 |  | 0 | 0 |  |  | 0
12 | 24 | 5 | 0 | 0 | 5.6 | 0 | 0 | 5.6 | 0 | 0 |  | 0 | 0 |  | 0 | 0 |  |  | 0
12 | 24 | 6 | 0 | 0 | 5 | 0 | 0 | 5 | 0 | 0 |  | 0 | 0 |  | 0 | 0 |  |  | 0
12 | 24 | 7 | 0 | 0 | 5.6 | 0 | 0 | 5.6 | 0 | 0 |  | 0 | 0 |  | 0 | 0 |  |  | 0
12 | 24 | 8 | 548 | 32 | 7.2 | 1.5 | 313.325 | 14.348 | 2678.933 | 2562.866 |  | 1730.5445 | 0.16735 | 0.14396 | 1488.9828 | 0.14399 | 0.12387 |  | 1601.5858
12 | 24 | 9 | 790 | 49 | 10 | 2.1 | 594.463 | 25.016 | 5053.122 | 4863.071 |  | 7395.2038 | 0.31521 | 0.28406 | 6213.3659 | 0.26483 | 0.23866 |  | 3860.6106
12 | 24 | 10 | 874 | 60 | 12.2 | 3.1 | 790.482 | 30.697 | 6641.588 | 6391.313 |  | 11202.8427 | 0.3329 | 0.30441 | 9552.9477 | 0.28387 | 0.25957 |  | 5612.5325
12 | 24 | 11 | 891 | 79 | 13.9 | 2.1 | 908.785 | 38.185 | 7447.7 | 7163.571 |  | 13567.4531 | 0.34075 | 0.3086 | 11799.1057 | 0.29634 | 0.26838 |  | 6737.6346
12 | 24 | 12 | 831 | 107 | 16.7 | 3.1 | 922.685 | 38.772 | 7548.51 | 7259.992 |  | 13618.6926 | 0.34265 | 0.30022 | 11843.4166 | 0.29798 | 0.26108 |  | 6923.068
12 | 24 | 13 | 894 | 85 | 16.7 | 2.1 | 923.497 | 41.584 | 7473.443 | 7188.197 |  | 14614.9576 | 0.34264 | 0.31019 | 12708.4622 | 0.29794 | 0.26972 |  | 7230.3073
12 | 24 | 14 | 862 | 74 | 18.9 | 1.5 | 798.132 | 42.708 | 6416.924 | 6175.688 |  | 13009.7352 | 0.34034 | 0.30894 | 11308.4679 | 0.29583 | 0.26854 |  | 6454.7433
12 | 24 | 15 | 800 | 66 | 18.3 | 0 | 616.938 | 44.465 | 4883.862 | 4699.722 |  | 10076.1028 | 0.3318 | 0.29782 | 8583.4168 | 0.28265 | 0.2537 |  | 5138.5928
12 | 24 | 16 | 691 | 73 | 17.2 | 4.1 | 408.091 | 25.878 | 3347.998 | 3213.026 |  | 6255.9616 | 0.31232 | 0.26216 | 5220.8487 | 0.26064 | 0.21878 |  | 3485.3304
12 | 24 | 17 | 0 | 0 | 16.1 | 3.1 | 0 | 16.1 | 0 | 0 |  | 0 | 0.12528 |  | 0 | 0.1063 |  |  | 0
12 | 24 | 18 | 0 | 0 | 13.9 | 2.6 | 0 | 13.9 | 0 | 0 |  | 0 | 0 |  | 0 | 0 |  |  | 0
12 | 24 | 19 | 0 | 0 | 13.3 | 2.1 | 0 | 13.3 | 0 | 0 |  | 0 | 0 |  | 0 | 0 |  |  | 0
12 | 24 | 20 | 0 | 0 | 12.8 | 3.6 | 0 | 12.8 | 0 | 0 |  | 0 | 0 |  | 0 | 0 |  |  | 0
12 | 24 | 21 | 0 | 0 | 10.6 | 0 | 0 | 10.6 | 0 | 0 |  | 0 | 0 |  | 0 | 0 |  |  | 0
12 | 24 | 22 | 0 | 0 | 10.6 | 2.6 | 0 | 10.6 | 0 | 0 |  | 0 | 0 |  | 0 | 0 |  |  | 0
12 | 24 | 23 | 0 | 0 | 8.3 | 1.5 | 0 | 8.3 | 0 | 0 |  | 0 | 0 |  | 0 | 0 |  |  | 0
12 | 25 | 0 | 0 | 0 | 7.8 | 1.5 | 0 | 7.8 | 0 | 0 |  | 0 | 0 |  | 0 | 0 |  |  | 0
12 | 25 | 1 | 0 | 0 | 7.8 | 0 | 0 | 7.8 | 0 | 0 |  | 0 | 0 |  | 0 | 0 |  |  | 0
12 | 25 | 2 | 0 | 0 | 7.2 | 0 | 0 | 7.2 | 0 | 0 |  | 0 | 0 |  | 0 | 0 |  |  | 0
12 | 25 | 3 | 0 | 0 | 5.6 | 2.6 | 0 | 5.6 | 0 | 0 |  | 0 | 0 |  | 0 | 0 |  |  | 0
12 | 25 | 4 | 0 | 0 | 5 | 1.5 | 0 | 5 | 0 | 0 |  | 0 | 0 |  | 0 | 0 |  |  | 0
12 | 25 | 5 | 0 | 0 | 5 | 2.1 | 0 | 5 | 0 | 0 |  | 0 | 0 |  | 0 | 0 |  |  | 0
12 | 25 | 6 | 0 | 0 | 3.9 | 1.5 | 0 | 3.9 | 0 | 0 |  | 0 | 0 |  | 0 | 0 |  |  | 0
12 | 25 | 7 | 0 | 0 | 5 | 2.1 | 0 | 5 | 0 | 0 |  | 0 | 0 |  | 0 | 0 |  |  | 0
12 | 25 | 8 | 542 | 33 | 7.2 | 0 | 310.84 | 17.38 | 2630.02 | 2515.275 |  | 1652.424 | 0.16236 | 0.13874 | 1420.1261 | 0.13953 | 0.11924 |  | 1582.7868
12 | 25 | 9 | 767 | 52 | 9.4 | 2.1 | 587.694 | 24.247 | 5009.603 | 4821.082 |  | 7154.6906 | 0.3149 | 0.28112 | 6007.5916 | 0.26441 | 0.23605 |  | 3766.7119
12 | 25 | 10 | 856 | 62 | 11.7 | 0 | 777.866 | 42.086 | 6269.713 | 6034.308 |  | 10953.0849 | 0.33279 | 0.30284 | 9339.1024 | 0.28375 | 0.25821 |  | 5510.7174
12 | 25 | 11 | 891 | 79 | 13.9 | 0 | 908.488 | 49.101 | 7146.999 | 6875.757 |  | 13557.2943 | 0.34071 | 0.30855 | 11789.8562 | 0.2963 | 0.26833 |  | 6733.4874
12 | 25 | 12 | 915 | 91 | 15.6 | 0 | 981.505 | 53.43 | 7596.768 | 7306.137 |  | 14994.7312 | 0.34265 | 0.30892 | 13040.0562 | 0.29798 | 0.26865 |  | 7443.5563
12 | 25 | 13 | 887 | 87 | 16.1 | 0 | 920.372 | 52.494 | 7146.331 | 6875.117 |  | 14508.3638 | 0.34264 | 0.30928 | 12616.0364 | 0.29795 | 0.26894 |  | 7195.0739
12 | 25 | 14 | 855 | 76 | 16.7 | 2.1 | 796.04 | 38.447 | 6502.216 | 6257.568 |  | 12921.2467 | 0.3404 | 0.30802 | 11232.5078 | 0.29591 | 0.26777 |  | 6426.6731
12 | 25 | 15 | 826 | 64 | 17.2 | 2.6 | 632.842 | 33.361 | 5218.917 | 5022.983 |  | 10428.1232 | 0.33195 | 0.29988 | 8884.614 | 0.28282 | 0.25549 |  | 5288.1582
12 | 25 | 16 | 654 | 73 | 16.7 | 2.1 | 393.006 | 27.371 | 3210.946 | 3079.971 |  | 5946.2494 | 0.31268 | 0.26023 | 4967.1414 | 0.26119 | 0.21738 |  | 3334.223
12 | 25 | 17 | 0 | 0 | 15.6 | 3.1 | 0 | 15.6 | 0 | 0 |  | 0 | 0.12992 |  | 0 | 0.11045 |  |  | 0
12 | 25 | 18 | 0 | 0 | 12.8 | 2.1 | 0 | 12.8 | 0 | 0 |  | 0 | 0 |  | 0 | 0 |  |  | 0
12 | 25 | 19 | 0 | 0 | 11.7 | 1.5 | 0 | 11.7 | 0 | 0 |  | 0 | 0 |  | 0 | 0 |  |  | 0
12 | 25 | 20 | 0 | 0 | 10.6 | 0 | 0 | 10.6 | 0 | 0 |  | 0 | 0 |  | 0 | 0 |  |  | 0
12 | 25 | 21 | 0 | 0 | 9.4 | 2.6 | 0 | 9.4 | 0 | 0 |  | 0 | 0 |  | 0 | 0 |  |  | 0
12 | 25 | 22 | 0 | 0 | 8.3 | 3.6 | 0 | 8.3 | 0 | 0 |  | 0 | 0 |  | 0 | 0 |  |  | 0
12 | 25 | 23 | 0 | 0 | 7.8 | 0 | 0 | 7.8 | 0 | 0 |  | 0 | 0 |  | 0 | 0 |  |  | 0
12 | 26 | 0 | 0 | 0 | 6.7 | 2.6 | 0 | 6.7 | 0 | 0 |  | 0 | 0 |  | 0 | 0 |  |  | 0
12 | 26 | 1 | 0 | 0 | 5.6 | 0 | 0 | 5.6 | 0 | 0 |  | 0 | 0 |  | 0 | 0 |  |  | 0
12 | 26 | 2 | 0 | 0 | 5 | 2.1 | 0 | 5 | 0 | 0 |  | 0 | 0 |  | 0 | 0 |  |  | 0
12 | 26 | 3 | 0 | 0 | 5 | 2.1 | 0 | 5 | 0 | 0 |  | 0 | 0 |  | 0 | 0 |  |  | 0
12 | 26 | 4 | 0 | 0 | 4.4 | 2.6 | 0 | 4.4 | 0 | 0 |  | 0 | 0 |  | 0 | 0 |  |  | 0
12 | 26 | 5 | 0 | 0 | 3.3 | 2.6 | 0 | 3.3 | 0 | 0 |  | 0 | 0 |  | 0 | 0 |  |  | 0
12 | 26 | 6 | 0 | 0 | 3.3 | 2.1 | 0 | 3.3 | 0 | 0 |  | 0 | 0 |  | 0 | 0 |  |  | 0
12 | 26 | 7 | 0 | 0 | 4.4 | 2.6 | 0 | 4.4 | 0 | 0 |  | 0 | 0 |  | 0 | 0 |  |  | 0
12 | 26 | 8 | 478 | 34 | 6.1 | 3.6 | 281.214 | 10.921 | 2433.684 | 2324.164 |  | 1406.7417 | 0.15748 | 0.13125 | 1207.463 | 0.13517 | 0.11266 |  | 1416.4711
12 | 26 | 9 | 671 | 74 | 8.9 | 0 | 553.898 | 30.256 | 4625.938 | 4450.617 |  | 6237.6708 | 0.3146 | 0.26306 | 5234.3131 | 0.264 | 0.22074 |  | 3470.6031
12 | 26 | 10 | 851 | 70 | 11.1 | 1.5 | 790.802 | 33.828 | 6570.234 | 6322.848 |  | 10870.9903 | 0.33268 | 0.29905 | 9268.2663 | 0.28364 | 0.25496 |  | 5526.6147
12 | 26 | 11 | 909 | 75 | 13.9 | 0 | 919.287 | 49.477 | 7221.493 | 6947.088 |  | 13821.7207 | 0.34068 | 0.31054 | 12019.411 | 0.29626 | 0.27005 |  | 6828.347
12 | 26 | 12 | 891 | 91 | 16.1 | 0 | 959.468 | 53.301 | 7429.971 | 7146.611 |  | 14601.6718 | 0.34265 | 0.30811 | 12698.2454 | 0.29798 | 0.26794 |  | 7264.3651
12 | 26 | 13 | 844 | 95 | 18.3 | 0 | 892.336 | 53.556 | 6900.35 | 6639.449 |  | 13813.2234 | 0.34264 | 0.30492 | 12011.8569 | 0.29796 | 0.26516 |  | 6931.5938
12 | 26 | 14 | 880 | 70 | 18.9 | 0 | 809.581 | 51.347 | 6299.5 | 6062.92 |  | 13317.5068 | 0.34046 | 0.31122 | 11577.9595 | 0.29599 | 0.27057 |  | 6567.3056
12 | 26 | 15 | 798 | 79 | 18.9 | 2.6 | 637.558 | 35.166 | 5226.832 | 5030.615 |  | 10098.9815 | 0.3321 | 0.29224 | 8605.4632 | 0.28298 | 0.24902 |  | 5232.4472
12 | 26 | 16 | 667 | 66 | 17.8 | 3.6 | 397.239 | 26.71 | 3252.961 | 3120.768 |  | 6090.6871 | 0.31305 | 0.26572 | 5092.6125 | 0.26175 | 0.22218 |  | 3356.7816
12 | 26 | 17 | 0 | 0 | 15 | 2.6 | 0 | 15 | 0 | 0 |  | 0 | 0.13476 |  | 0 | 0.1148 |  |  | 0
12 | 26 | 18 | 0 | 0 | 12.2 | 1.5 | 0 | 12.2 | 0 | 0 |  | 0 | 0 |  | 0 | 0 |  |  | 0
12 | 26 | 19 | 0 | 0 | 11.7 | 1.5 | 0 | 11.7 | 0 | 0 |  | 0 | 0 |  | 0 | 0 |  |  | 0
12 | 26 | 20 | 0 | 0 | 12.2 | 1.5 | 0 | 12.2 | 0 | 0 |  | 0 | 0 |  | 0 | 0 |  |  | 0
12 | 26 | 21 | 0 | 0 | 10.6 | 0 | 0 | 10.6 | 0 | 0 |  | 0 | 0 |  | 0 | 0 |  |  | 0
12 | 26 | 22 | 0 | 0 | 10 | 0 | 0 | 10 | 0 | 0 |  | 0 | 0 |  | 0 | 0 |  |  | 0
12 | 26 | 23 | 0 | 0 | 7.8 | 2.6 | 0 | 7.8 | 0 | 0 |  | 0 | 0 |  | 0 | 0 |  |  | 0
12 | 27 | 0 | 0 | 0 | 7.2 | 3.1 | 0 | 7.2 | 0 | 0 |  | 0 | 0 |  | 0 | 0 |  |  | 0
12 | 27 | 1 | 0 | 0 | 6.7 | 3.6 | 0 | 6.7 | 0 | 0 |  | 0 | 0 |  | 0 | 0 |  |  | 0
12 | 27 | 2 | 0 | 0 | 7.2 | 3.1 | 0 | 7.2 | 0 | 0 |  | 0 | 0 |  | 0 | 0 |  |  | 0
12 | 27 | 3 | 0 | 0 | 6.1 | 3.1 | 0 | 6.1 | 0 | 0 |  | 0 | 0 |  | 0 | 0 |  |  | 0
12 | 27 | 4 | 0 | 0 | 5.6 | 3.6 | 0 | 5.6 | 0 | 0 |  | 0 | 0 |  | 0 | 0 |  |  | 0
12 | 27 | 5 | 0 | 0 | 5.6 | 1.5 | 0 | 5.6 | 0 | 0 |  | 0 | 0 |  | 0 | 0 |  |  | 0
12 | 27 | 6 | 0 | 0 | 5 | 2.1 | 0 | 5 | 0 | 0 |  | 0 | 0 |  | 0 | 0 |  |  | 0
12 | 27 | 7 | 0 | 0 | 5 | 3.6 | 0 | 5 | 0 | 0 |  | 0 | 0 |  | 0 | 0 |  |  | 0
12 | 27 | 8 | 565 | 32 | 7.2 | 4.1 | 318.547 | 12.587 | 2735.513 | 2617.906 |  | 1605.0668 | 0.15274 | 0.13169 | 1375.8396 | 0.13093 | 0.11288 |  | 1617.2984
12 | 27 | 9 | 671 | 74 | 8.9 | 3.6 | 553.044 | 20.672 | 4776.171 | 4595.741 |  | 6216.7214 | 0.31431 | 0.26271 | 5213.4231 | 0.26358 | 0.22031 |  | 3462.1534
12 | 27 | 10 | 839 | 70 | 11.7 | 2.1 | 780.491 | 32.174 | 6523.177 | 6277.688 |  | 10700.6502 | 0.33258 | 0.29849 | 9122.2403 | 0.28353 | 0.25446 |  | 5448.3443
12 | 27 | 11 | 891 | 78 | 14.4 | 2.1 | 906.746 | 38.58 | 7420.101 | 7137.168 |  | 13539.6489 | 0.34065 | 0.30884 | 11773.7571 | 0.29622 | 0.26856 |  | 6719.618
12 | 27 | 12 | 849 | 101 | 15.6 | 2.1 | 932.927 | 40.726 | 7577.456 | 7287.671 |  | 13914.3818 | 0.34265 | 0.30308 | 12100.5905 | 0.29798 | 0.26357 |  | 7017.8091
12 | 27 | 13 | 716 | 181 | 16.7 | 2.1 | 880.096 | 40.552 | 7150.91 | 6879.503 |  | 11725.8951 | 0.34265 | 0.26818 | 10197.0242 | 0.29797 | 0.23321 |  | 6554.2383
12 | 27 | 14 | 170 | 162 | 16.7 | 2.1 | 318.395 | 26.215 | 2722.174 | 2604.931 |  | 2576.4112 | 0.34053 | 0.16032 | 2240.0649 | 0.29607 | 0.13939 |  | 2260.0559
12 | 27 | 15 | 506 | 153 | 17.2 | 2.1 | 527.414 | 30.352 | 4411.792 | 4243.621 |  | 6419.4465 | 0.33225 | 0.23468 | 5470.8901 | 0.28316 | 0.20001 |  | 4005.5424
12 | 27 | 16 | 581 | 74 | 16.7 | 4.1 | 363.344 | 24.242 | 3008.56 | 2883.37 |  | 5328.613 | 0.31343 | 0.25513 | 4459.561 | 0.26231 | 0.21352 |  | 3039.782
12 | 27 | 17 | 0 | 0 | 15 | 0 | 0 | 15 | 0 | 0 |  | 0 | 0.13979 |  | 0 | 0.11931 |  |  | 0
12 | 27 | 18 | 0 | 0 | 13.3 | 0 | 0 | 13.3 | 0 | 0 |  | 0 | 0 |  | 0 | 0 |  |  | 0
12 | 27 | 19 | 0 | 0 | 12.2 | 0 | 0 | 12.2 | 0 | 0 |  | 0 | 0 |  | 0 | 0 |  |  | 0
12 | 27 | 20 | 0 | 0 | 12.2 | 0 | 0 | 12.2 | 0 | 0 |  | 0 | 0 |  | 0 | 0 |  |  | 0
12 | 27 | 21 | 0 | 0 | 11.1 | 2.6 | 0 | 11.1 | 0 | 0 |  | 0 | 0 |  | 0 | 0 |  |  | 0
12 | 27 | 22 | 0 | 0 | 10 | 3.1 | 0 | 10 | 0 | 0 |  | 0 | 0 |  | 0 | 0 |  |  | 0
12 | 27 | 23 | 0 | 0 | 9.4 | 2.1 | 0 | 9.4 | 0 | 0 |  | 0 | 0 |  | 0 | 0 |  |  | 0
12 | 28 | 0 | 0 | 0 | 8.9 | 1.5 | 0 | 8.9 | 0 | 0 |  | 0 | 0 |  | 0 | 0 |  |  | 0
12 | 28 | 1 | 0 | 0 | 8.3 | 2.6 | 0 | 8.3 | 0 | 0 |  | 0 | 0 |  | 0 | 0 |  |  | 0
12 | 28 | 2 | 0 | 0 | 7.8 | 2.1 | 0 | 7.8 | 0 | 0 |  | 0 | 0 |  | 0 | 0 |  |  | 0
12 | 28 | 3 | 0 | 0 | 6.7 | 3.1 | 0 | 6.7 | 0 | 0 |  | 0 | 0 |  | 0 | 0 |  |  | 0
12 | 28 | 4 | 0 | 0 | 6.7 | 2.6 | 0 | 6.7 | 0 | 0 |  | 0 | 0 |  | 0 | 0 |  |  | 0
12 | 28 | 5 | 0 | 0 | 6.7 | 2.6 | 0 | 6.7 | 0 | 0 |  | 0 | 0 |  | 0 | 0 |  |  | 0
12 | 28 | 6 | 0 | 0 | 7.2 | 2.6 | 0 | 7.2 | 0 | 0 |  | 0 | 0 |  | 0 | 0 |  |  | 0
12 | 28 | 7 | 0 | 0 | 7.2 | 2.1 | 0 | 7.2 | 0 | 0 |  | 0 | 0 |  | 0 | 0 |  |  | 0
12 | 28 | 8 | 0 | 36 | 8.3 | 3.1 | 32.036 | 7.251 | 292.627 | 231.562 |  | 0 | 0.14816 | 0 | 0 | 0.12682 | 0 |  | 209.2461
12 | 28 | 9 | 157 | 149 | 10 | 3.1 | 277.319 | 15.046 | 2455.521 | 2345.427 |  | 1449.821 | 0.31402 | 0.11655 | 1215.0621 | 0.26317 | 0.097678 |  | 1657.2842
12 | 28 | 10 | 157 | 216 | 12.2 | 1.5 | 376.19 | 22.29 | 3261.923 | 3129.469 |  | 1999.3511 | 0.33249 | 0.11521 | 1704.2906 | 0.28342 | 0.098211 |  | 2361.8794
12 | 28 | 11 | 392 | 241 | 13.3 | 2.6 | 644.307 | 28.701 | 5465.937 | 5261.062 |  | 5953.5511 | 0.34063 | 0.19759 | 5176.9204 | 0.29619 | 0.17182 |  | 4332.9631
12 | 28 | 12 | 0 | 171 | 14.4 | 1.5 | 161.773 | 19.752 | 1416.8 | 1332.242 |  | 0 | 0.34265 | 0 | 0 | 0.29799 | 0 |  | 1141.7765
12 | 28 | 13 | 636 | 221 | 15.6 | 0 | 852.588 | 45.547 | 6799.85 | 6543.102 |  | 10422.9994 | 0.34265 | 0.24804 | 9064.3019 | 0.29798 | 0.21571 |  | 6227.3661
12 | 28 | 14 | 465 | 194 | 15.6 | 2.1 | 621.571 | 32.827 | 5187.536 | 4992.723 |  | 7057.7852 | 0.3406 | 0.22836 | 6136.9054 | 0.29616 | 0.19856 |  | 4525.4584
12 | 28 | 15 | 67 | 154 | 15.6 | 1.5 | 214.44 | 22.381 | 1855.832 | 1760.93 |  | 852.1514 | 0.33241 | 0.080025 | 726.3406 | 0.28333 | 0.06821 |  | 1416.8083
12 | 28 | 16 | 419 | 117 | 15.6 | 3.1 | 357.187 | 23.029 | 3003.575 | 2878.526 |  | 3859.8356 | 0.31381 | 0.20929 | 3233.2626 | 0.26287 | 0.17532 |  | 2609.3281
12 | 28 | 17 | 0 | 0 | 13.3 | 1.5 | 0 | 13.3 | 0 | 0 |  | 0 | 0.14497 |  | 0 | 0.12396 |  |  | 0
12 | 28 | 18 | 0 | 0 | 14.4 | 1.5 | 0 | 14.4 | 0 | 0 |  | 0 | 0 |  | 0 | 0 |  |  | 0
12 | 28 | 19 | 0 | 0 | 11.7 | 0 | 0 | 11.7 | 0 | 0 |  | 0 | 0 |  | 0 | 0 |  |  | 0
12 | 28 | 20 | 0 | 0 | 11.7 | 1.5 | 0 | 11.7 | 0 | 0 |  | 0 | 0 |  | 0 | 0 |  |  | 0
12 | 28 | 21 | 0 | 0 | 12.2 | 0 | 0 | 12.2 | 0 | 0 |  | 0 | 0 |  | 0 | 0 |  |  | 0
12 | 28 | 22 | 0 | 0 | 12.2 | 0 | 0 | 12.2 | 0 | 0 |  | 0 | 0 |  | 0 | 0 |  |  | 0
12 | 28 | 23 | 0 | 0 | 11.7 | 2.6 | 0 | 11.7 | 0 | 0 |  | 0 | 0 |  | 0 | 0 |  |  | 0
12 | 29 | 0 | 0 | 0 | 11.1 | 1.5 | 0 | 11.1 | 0 | 0 |  | 0 | 0 |  | 0 | 0 |  |  | 0
12 | 29 | 1 | 0 | 0 | 10.6 | 0 | 0 | 10.6 | 0 | 0 |  | 0 | 0 |  | 0 | 0 |  |  | 0
12 | 29 | 2 | 0 | 0 | 10.6 | 2.6 | 0 | 10.6 | 0 | 0 |  | 0 | 0 |  | 0 | 0 |  |  | 0
12 | 29 | 3 | 0 | 0 | 11.1 | 2.6 | 0 | 11.1 | 0 | 0 |  | 0 | 0 |  | 0 | 0 |  |  | 0
12 | 29 | 4 | 0 | 0 | 10.6 | 2.1 | 0 | 10.6 | 0 | 0 |  | 0 | 0 |  | 0 | 0 |  |  | 0
12 | 29 | 5 | 0 | 0 | 11.1 | 0 | 0 | 11.1 | 0 | 0 |  | 0 | 0 |  | 0 | 0 |  |  | 0
12 | 29 | 6 | 0 | 0 | 10.6 | 2.6 | 0 | 10.6 | 0 | 0 |  | 0 | 0 |  | 0 | 0 |  |  | 0
12 | 29 | 7 | 0 | 0 | 11.7 | 1.5 | 0 | 11.7 | 0 | 0 |  | 0 | 0 |  | 0 | 0 |  |  | 0
12 | 29 | 8 | 374 | 61 | 13.3 | 2.1 | 263.417 | 18.495 | 2236.076 | 2131.683 |  | 990.4239 | 0.14373 | 0.098125 | 846.5142 | 0.12284 | 0.083868 |  | 1289.7298
12 | 29 | 9 | 78 | 137 | 13.9 | 3.1 | 198.699 | 17.674 | 1746.422 | 1654.159 |  | 717.9998 | 0.31374 | 0.07573 | 601.3546 | 0.26277 | 0.063427 |  | 1228.2387
12 | 29 | 10 | 0 | 90 | 15 | 3.6 | 81.1 | 15.725 | 720.1 | 650.608 |  | 0 | 0.3324 | 0 | 0 | 0.28332 | 0 |  | 595.9177
12 | 29 | 11 | 0 | 86 | 16.1 | 2.6 | 76.822 | 16.514 | 680.293 | 611.613 |  | 0 | 0.34061 | 0 | 0 | 0.29617 | 0 |  | 573.3616
12 | 29 | 12 | 0 | 104 | 16.7 | 0 | 93.907 | 18.524 | 825.907 | 754.234 |  | 0 | 0.34265 | 0 | 0 | 0.29799 | 0 |  | 694.4156
12 | 29 | 13 | 0 | 143 | 17.2 | 0 | 133.223 | 21.041 | 1161.595 | 1082.748 |  | 0 | 0.34265 | 0 | 0 | 0.298 | 0 |  | 954.8269
12 | 29 | 14 | 0 | 158 | 18.3 | 0 | 151.888 | 23.394 | 1313.58 | 1231.359 |  | 0 | 0.34067 | 0 | 0 | 0.29624 | 0 |  | 1053.421
12 | 29 | 15 | 34 | 155 | 17.8 | 2.1 | 193.895 | 21.675 | 1684.258 | 1593.476 |  | 433.5477 | 0.33257 | 0.045921 | 369.5925 | 0.28351 | 0.039147 |  | 1228.4163
12 | 29 | 16 | 39 | 95 | 17.8 | 3.1 | 137.812 | 19.975 | 1197.688 | 1118.047 |  | 360.8709 | 0.3142 | 0.058812 | 302.5568 | 0.26342 | 0.049308 |  | 786.0083
12 | 29 | 17 | 0 | 0 | 16.1 | 0 | 0 | 16.1 | 0 | 0 |  | 0 | 0.1503 |  | 0 | 0.12874 |  |  | 0
12 | 29 | 18 | 0 | 0 | 15 | 3.6 | 0 | 15 | 0 | 0 |  | 0 | 0 |  | 0 | 0 |  |  | 0
12 | 29 | 19 | 0 | 0 | 15.6 | 0 | 0 | 15.6 | 0 | 0 |  | 0 | 0 |  | 0 | 0 |  |  | 0
12 | 29 | 20 | 0 | 0 | 15 | 2.6 | 0 | 15 | 0 | 0 |  | 0 | 0 |  | 0 | 0 |  |  | 0
12 | 29 | 21 | 0 | 0 | 13.9 | 0 | 0 | 13.9 | 0 | 0 |  | 0 | 0 |  | 0 | 0 |  |  | 0
12 | 29 | 22 | 0 | 0 | 13.3 | 2.1 | 0 | 13.3 | 0 | 0 |  | 0 | 0 |  | 0 | 0 |  |  | 0
12 | 29 | 23 | 0 | 0 | 13.9 | 2.1 | 0 | 13.9 | 0 | 0 |  | 0 | 0 |  | 0 | 0 |  |  | 0
12 | 30 | 0 | 0 | 0 | 13.3 | 0 | 0 | 13.3 | 0 | 0 |  | 0 | 0 |  | 0 | 0 |  |  | 0
12 | 30 | 1 | 0 | 0 | 12.2 | 0 | 0 | 12.2 | 0 | 0 |  | 0 | 0 |  | 0 | 0 |  |  | 0
12 | 30 | 2 | 0 | 0 | 12.8 | 1.5 | 0 | 12.8 | 0 | 0 |  | 0 | 0 |  | 0 | 0 |  |  | 0
12 | 30 | 3 | 0 | 0 | 13.3 | 1.5 | 0 | 13.3 | 0 | 0 |  | 0 | 0 |  | 0 | 0 |  |  | 0
12 | 30 | 4 | 0 | 0 | 11.7 | 2.6 | 0 | 11.7 | 0 | 0 |  | 0 | 0 |  | 0 | 0 |  |  | 0
12 | 30 | 5 | 0 | 0 | 11.1 | 2.6 | 0 | 11.1 | 0 | 0 |  | 0 | 0 |  | 0 | 0 |  |  | 0
12 | 30 | 6 | 0 | 0 | 10 | 2.1 | 0 | 10 | 0 | 0 |  | 0 | 0 |  | 0 | 0 |  |  | 0
12 | 30 | 7 | 0 | 0 | 10.6 | 2.1 | 0 | 10.6 | 0 | 0 |  | 0 | 0 |  | 0 | 0 |  |  | 0
12 | 30 | 8 | 475 | 34 | 12.2 | 2.1 | 276.742 | 17.749 | 2336.722 | 2229.735 |  | 1215.054 | 0.13947 | 0.11575 | 1036.9207 | 0.11902 | 0.098784 |  | 1378.281
12 | 30 | 9 | 643 | 79 | 14.4 | 0 | 538.26 | 34.94 | 4419.577 | 4251.148 |  | 5900.6087 | 0.31347 | 0.25688 | 4938.8574 | 0.26238 | 0.21501 |  | 3346.8681
12 | 30 | 10 | 862 | 70 | 16.1 | 0 | 797.239 | 46.468 | 6320.749 | 6083.331 |  | 10946.6082 | 0.33231 | 0.29896 | 9329.6367 | 0.28323 | 0.2548 |  | 5565.8466
12 | 30 | 11 | 902 | 87 | 18.3 | 1.5 | 936.254 | 45.315 | 7472.056 | 7186.87 |  | 13686.888 | 0.34059 | 0.30583 | 11900.8898 | 0.29614 | 0.26592 |  | 6848.0302
12 | 30 | 12 | 807 | 128 | 17.8 | 1.5 | 933.266 | 45.229 | 7454.099 | 7169.693 |  | 13233.2695 | 0.34265 | 0.29187 | 11508.577 | 0.29799 | 0.25383 |  | 6887.5959
12 | 30 | 13 | 874 | 113 | 20 | 1.5 | 942.984 | 47.53 | 7463.381 | 7178.572 |  | 14345.5479 | 0.34266 | 0.30013 | 12476.518 | 0.29801 | 0.26102 |  | 7294.5553
12 | 30 | 14 | 879 | 70 | 20 | 2.1 | 806.083 | 41.916 | 6501.322 | 6256.71 |  | 13383.4743 | 0.34074 | 0.31159 | 11639.0559 | 0.29633 | 0.27098 |  | 6593.4676
12 | 30 | 15 | 807 | 66 | 20 | 2.1 | 629.553 | 37.152 | 5125.052 | 4932.46 |  | 10317.3255 | 0.33274 | 0.29929 | 8796.6199 | 0.28369 | 0.25518 |  | 5241.7343
12 | 30 | 16 | 315 | 84 | 20 | 2.6 | 263.237 | 26.702 | 2185.09 | 2081.998 |  | 2927.8057 | 0.31459 | 0.21345 | 2456.7832 | 0.26398 | 0.17911 |  | 1946.9376
12 | 30 | 17 | 0 | 0 | 17.8 | 1.5 | 0 | 17.8 | 0 | 0 |  | 0 | 0.15574 |  | 0 | 0.13361 |  |  | 0
12 | 30 | 18 | 0 | 0 | 16.1 | 0 | 0 | 16.1 | 0 | 0 |  | 0 | 0 |  | 0 | 0 |  |  | 0
12 | 30 | 19 | 0 | 0 | 14.4 | 2.1 | 0 | 14.4 | 0 | 0 |  | 0 | 0 |  | 0 | 0 |  |  | 0
12 | 30 | 20 | 0 | 0 | 14.4 | 0 | 0 | 14.4 | 0 | 0 |  | 0 | 0 |  | 0 | 0 |  |  | 0
12 | 30 | 21 | 0 | 0 | 15 | 0 | 0 | 15 | 0 | 0 |  | 0 | 0 |  | 0 | 0 |  |  | 0
12 | 30 | 22 | 0 | 0 | 14.4 | 0 | 0 | 14.4 | 0 | 0 |  | 0 | 0 |  | 0 | 0 |  |  | 0
12 | 30 | 23 | 0 | 0 | 13.9 | 2.6 | 0 | 13.9 | 0 | 0 |  | 0 | 0 |  | 0 | 0 |  |  | 0
12 | 31 | 0 | 0 | 0 | 13.3 | 3.1 | 0 | 13.3 | 0 | 0 |  | 0 | 0 |  | 0 | 0 |  |  | 0
12 | 31 | 1 | 0 | 0 | 12.8 | 2.6 | 0 | 12.8 | 0 | 0 |  | 0 | 0 |  | 0 | 0 |  |  | 0
12 | 31 | 2 | 0 | 0 | 12.2 | 2.6 | 0 | 12.2 | 0 | 0 |  | 0 | 0 |  | 0 | 0 |  |  | 0
12 | 31 | 3 | 0 | 0 | 11.7 | 0 | 0 | 11.7 | 0 | 0 |  | 0 | 0 |  | 0 | 0 |  |  | 0
12 | 31 | 4 | 0 | 0 | 11.1 | 1.5 | 0 | 11.1 | 0 | 0 |  | 0 | 0 |  | 0 | 0 |  |  | 0
12 | 31 | 5 | 0 | 0 | 11.1 | 2.6 | 0 | 11.1 | 0 | 0 |  | 0 | 0 |  | 0 | 0 |  |  | 0
12 | 31 | 6 | 0 | 0 | 10.6 | 2.6 | 0 | 10.6 | 0 | 0 |  | 0 | 0 |  | 0 | 0 |  |  | 0
12 | 31 | 7 | 0 | 0 | 10.6 | 3.1 | 0 | 10.6 | 0 | 0 |  | 0 | 0 |  | 0 | 0 |  |  | 0
12 | 31 | 8 | 140 | 61 | 11.7 | 4.6 | 145.718 | 13.237 | 1273.549 | 1192.224 |  | 346.0885 | 0.1354 | 0.060099 | 294.8913 | 0.11537 | 0.051209 |  | 699.118
12 | 31 | 9 | 45 | 134 | 12.2 | 1.5 | 173.019 | 15.798 | 1532.235 | 1445.02 |  | 411.7158 | 0.31322 | 0.04931 | 344.3921 | 0.262 | 0.041247 |  | 1061.3431
12 | 31 | 10 | 367 | 222 | 13.9 | 2.6 | 565.42 | 26.805 | 4822.533 | 4640.511 |  | 4654.5884 | 0.33223 | 0.18136 | 3966.7419 | 0.28314 | 0.15456 |  | 3639.6858
12 | 31 | 11 | 0 | 137 | 15.6 | 0 | 127.036 | 23.89 | 1096.75 | 1019.319 |  | 0 | 0.34057 | 0 | 0 | 0.29612 | 0 |  | 913.3612
12 | 31 | 12 | 0 | 134 | 16.1 | 2.1 | 123.524 | 17.974 | 1088.43 | 1011.179 |  | 0 | 0.34265 | 0 | 0 | 0.298 | 0 |  | 894.7347
12 | 31 | 13 | 642 | 195 | 16.7 | 3.6 | 830.396 | 34.058 | 6909.85 | 6648.555 |  | 10546.4735 | 0.34266 | 0.25713 | 9172.8482 | 0.29803 | 0.22364 |  | 6110.1515
12 | 31 | 14 | 759 | 136 | 17.8 | 6.2 | 799.518 | 31.504 | 6701.129 | 6448.428 |  | 11575.3767 | 0.34082 | 0.28162 | 10067.3649 | 0.29642 | 0.24493 |  | 6204.8809
12 | 31 | 15 | 295 | 163 | 17.8 | 4.6 | 397.207 | 26.017 | 3381.68 | 3245.716 |  | 3781.5471 | 0.3329 | 0.18987 | 3224.6331 | 0.28388 | 0.16191 |  | 2840.0619
12 | 31 | 16 | 424 | 81 | 17.8 | 3.6 | 311.686 | 24.257 | 2599.614 | 2485.687 |  | 3958.6805 | 0.31498 | 0.23535 | 3324.5215 | 0.26452 | 0.19765 |  | 2420.9894
12 | 31 | 17 | 0 | 0 | 17.2 | 0 | 0 | 17.2 | 0 | 0 |  | 0 | 0.16128 |  | 0 | 0.13857 |  |  | 0
12 | 31 | 18 | 0 | 0 | 17.2 | 4.6 | 0 | 17.2 | 0 | 0 |  | 0 | 0 |  | 0 | 0 |  |  | 0
12 | 31 | 19 | 0 | 0 | 14.4 | 3.6 | 0 | 14.4 | 0 | 0 |  | 0 | 0 |  | 0 | 0 |  |  | 0
12 | 31 | 20 | 0 | 0 | 13.3 | 2.1 | 0 | 13.3 | 0 | 0 |  | 0 | 0 |  | 0 | 0 |  |  | 0
12 | 31 | 21 | 0 | 0 | 12.8 | 2.1 | 0 | 12.8 | 0 | 0 |  | 0 | 0 |  | 0 | 0 |  |  | 0
12 | 31 | 22 | 0 | 0 | 12.2 | 0 | 0 | 12.2 | 0 | 0 |  | 0 | 0 |  | 0 | 0 |  |  | 0
12 | 31 | 23 | 0 | 0 | 11.1 | 0 | 0 | 11.1 | 0 | 0 |  | 0 | 0 |  | 0 | 0 |  |  | 0
Totals |  |  | 2523721 | 564276 | 208511.7 | 24164.4 | 2388204.708 | 264224.31 | 18755939.547 | 17974785.865 |  | 29445903.4497 | 0.32464 | 0.24472 | 25378795.8701 | 0.2798 | 0.21092 |  | 17498238.3915
[9 empty] | 0.14959 |  | % of original | 156.9951 |  |  | 135.3107 |  |  |  | 0.15246
[11 empty] | % of recalculated | 168.2792 |  |  | 145.0363 |  |  | %Diff. | -6.9382